## Table_1_Additional_hydropower_c
0 | 1 | 2
No. Region/Province | Phase 2025 - 2030
(MW) | Phase 2031 - 2035
(MW) | Note
A For small hydropower, increase by province.
National total | 3,780.5 | 3,939.3
I North | 2,411.5 | 2,067.3
1 Ha Giang | 117.5 | 211.2
2 Cao Bang | 34 14
3 Lao Cai | 311.9 | 270.7
4 Bac Kan 41.3 30
5 Lang Son | 24 24
6 Tuyen Quang | 31 30.9
7 Yen Bai | 228 209
8 Thai Nguyen | 30 30
9 Phu Tho | 10.2 0
10 Quang Ninh | 32 0
11 Lai Chau | 892 1,092.1
12 Dien Bien | 207 8.3
13 Son La | 411.6 | 147.2
14 Hoa Binh | 38 0
15 Bac Giang | 3 0
16 Hanoi | City 0 0
17 Vinh Phuc | 0 0
II North Central Coast | 147 192
1 Thanh Hoa | 52.9 130
2 Nghe An | 33.2 22
3 Ha Tinh | 24.69 | 0
4 Quang Binh | 58 39
III Mid-Central | Coast | 595 829
1 Quang Tri | 63 151.8
2 Hue City | 31 51.9
3 Quang Nam | 318 438.3
4 Quang Ngai | 127 186.7
5 Da Nang 55 0
IV Central Highlands | 306 380
1 Kon Tum | 57.4 44
2 Gia Lai | 114 144.6
3 Dak Lak | 50 128.45
4 Dak Nong | 84.6 63
V South Central Coast | 277 397
1 Binh Dinh | 62 63.5
2 Phu Yen | 48 60
3 Khanh Hoa | 8 2
4 Ninh Thuan | 29 28.5
5 Binh Thuan | 47 22
6 Lam Dong | 83 221.3
VI Southern Vietnam | 46 74
1 Binh Duong | 13 23.1
2 Binh Phuoc | 28 40.9
3 Dong Nai | 0 0
4 Tay Ninh | 5 10
5 Ba Ria - Vung Tau | 0 0
6 Kien Giang | 0 0
B For hydropower with capacity from 30 MW to under 5 0 MW, increase by province.
National total | 462.3
I North | 40.5
1 Lai Chau | 40.5
II North Central Coast | 83
1 Thanh Hoa | 38
2 Nghe An | 45
III Central Central | 48
1 Quang Tri | 48
IV South Central Coast | 122
1 Binh Dinh | 40
2 Binh Thuan | 46
3 Lam Dong | 36
V Southern Vietnam | 168.8
1 Binh Phuoc | 78.8
2 Dong Nai | 90

## Table_2_Additional_solar_power_
0 | 1 | 2 | 3 | 4
No. Province/City | Additional rooftop solar power | Concentrated electricity increased
Phase 2025 - 2030
(MW) Phase 2031 - 2035
(MW) | Phase 2025 -
2030
(MW) | Phase 2031 -
2035
(MW)
I North | 17950 | 1068 | 10306 | 9459
1 Hanoi | 894 54 483
system) | 2 Hai Phong City | 2092 124 100
3 Hai Duong | 1348 | 80 100
4 Hung Yen | 1189 | 71 57
5 Ha Nam | 1107 | 66 50
6 Nam Dinh | 601 36 223
7 Thai Binh | 610 36 50
8 Ninh Binh | 440 27 50
9 Ha Giang | 64 4 100
10 Cao Bang | 50 3 100
11 Lao Cai | 550 33 105
12 Bac Kan | 51 3 200
14 Tuyen Quang | 76 5 198
15 Yen Bai | 500 30 1656
16 Thai Nguyen | 1019 | 60 220
17 Phu Tho | 595 35 100
18 Vinh Phuc | 1155 | 68 50
19 Bac Giang | 1674 | 99 100
20 Bac Ninh | 1528 | 91 50
21 Quang Ninh | 1418 | 84 400
22 Lai Chau | 50 3 1086
23 Dien Bien | 50 0 904
24 Son La | 50 5 3674
25 Hoa Binh | 347 21 150
II North Central Coast | 1041 | 210 1670 | 1529
1 Thanh Hoa | 373 68 440 164
2 Nghe An | 232 49 350 0
3 Ha Tinh | 313 68 440 1336
4 Quang Binh | 123 26 440 28
III Mid-Central | Coast | 250 463 1444 | 2366
1 Quang Tri | 50 27 310 781
2 Hue City | 50 136 397 1583
3 Da Nang City | 50 102 50 0
4 Quang Nam | 50 113 50 0
5 Quang Ngai | 50 85 140 2
IV Central Highlands | 200 0 6333 | 6513
1 Kon Tum | 50 0 660 0
2 Gia Lai | 50 0 1030 | 0
3 Dak Lak | 50 0 3349 | 4962
4 Dak Nong | 50 0 1294 | 1551
V South Central Coast | 300 88 4475 | 4388
1 Binh Dinh | 50 77 500 0
2 Phu Yen | 50 11 1000 | 0
3 Khanh Hoa | 50 0 100 0
4 Ninh Thuan | 50 0 1974 | 3984
5 Binh Thuan | 50 0 564 266
6 Lam Dong | 50 0 337 138
VI Southern Vietnam | 6635 | 14673 | 3654 | 10514
1 Binh Phuoc | 440 1258 | 678 4114
2 Tay Ninh | 226 708 450 314
3 Binh Duong | 1036 | 2486 | 55 1367
4 Dong Nai | 1520 | 3075 | 1069 | 3942
5 Ba Ria - Vung Tau | 985 1783 | 50 0
6 Ho Chi Minh City | 374 981 20 0
7 Long An | 999 2062 | 268 156
8 Tien Giang | 149 296 50 0
9 Ben Tre | 97 228 50 0
10 Tra Vinh | 58 134 50 0
11 Vinh Long | 110 221 50 0
12 Dong Thap | 50 203 74 249
13 An Giang | 50 95 80 0
14 Kien Giang | 50 0 400 0
15 Can Tho City | 199 390 50 0
16 Hau Giang | 142 370 110 372
17 Soc Trang | 50 183 50 0
18 Bac Lieu | 50 0 50 0

## Table_3_Onshore_and_nearshore_w
0 | 1 | 2
No. Province/City | Phase 2025 - 2030
(MW) | Phase 2031 - 2035
(MW) | Note
I North | 2194 | 0
1 Hanoi | 0 0
2 Hai Phong City | 0 0
3 Hai Duong | 0 0
4 Hung Yen | 0 0
5 Ha Nam | 0 0
6 Nam Dinh | 0 0
7 Thai Binh | 0 0
8 Ninh Binh | 0 0
9 Ha Giang | 0 0
10 Cao Bang | 0 0
11 Lao Cai | 0 0
12 Bac Kan | 266 0
13 Lang Son | 0 0
14 Tuyen Quang | 0 0
15 Yen Bai | 160 0
16 Thai Nguyen | 0 0
17 Phu Tho | 0 0
18 Vinh Phuc | 0 0
19 Bac Giang | 108 0
20 Bac Ninh | 0 0
21 Quang Ninh | 300 0
22 Lai Chau | 0 0
23 Dien Bien | 779 0
24 Son La | 580 0
25 Hoa Binh | 0 0
II North Central Coast | 3333 | 0
1 Thanh Hoa | 364 0
2 Nghe An | 240 0
3 Ha Tinh | 1605 | 0
4 Quang Binh | 1124 | 0
III Mid-Centr al Coast | 510 0
1 Quang Tri | 560 0
2 Hue City | 100 0
3 Da Nang City | 0 0
4 Quang Nam | 100 0
5 Quang Ngai | 0 0
IV Central Highlands | 2643 | 3496
1 Kon Tum | 474 206
2 Gia Lai | 884 2129
3 Dak Lak | 1085 | 1162
4 Dak Nong | 200 0
V South Central Coast | 3254 250
1 Binh Dinh | 1273 | 0
2 Phu Yen | 300 0
3 Khanh Hoa | 200 0
4 Ninh Thuan | 1039 | 0
5 Binh Thuan | 242 0
6 Lam Dong | 200 250
VI Southern Vietnam | 4212 | 2350
1 Binh Phuoc | 0 0
2 Tay Ninh | 0 0
3 Binh Duong | 0 0
4 Dong Nai | 0 0
5 Ba Ria - Vung Tau | 100 6
6 Ho Chi Minh City | 0 0
7 Long An | 73 18
8 Tien Giang | 100 226
9 Ben Tre | 500 340
10 Tra Vinh | 1450 | 448
11 Vinh Long | 0 0
12 Dong Thap | 0 0
13 An Giang | 50 0
14 Kien Giang | 219 19
15 Can Tho City | 0 0
16 Hau Giang | 100 0
17 Soc Trang | 988 0
18 Bac Lieu | 346 351
19 Ca Mau | 387 942

## Table_4_Additional_waste_-to-en
0 | 1 | 2 | 3
No. Province/City | Waste electricity increased | Additional biomass electricity
Phase 2025 - 2030
(MW) | Phase 2031 - 2035
(MW) | Phase 2025 -
2030
(MW) | Phase 2031 - 2035
(MW)
Nationwide | 1270 | 0 1510 | 1276
I North | 523 0 375 208
1 Hanoi | 220 0 6 4
2 Hai Phong | 20 0 0 0
3 Hai Duong | 0 0 0 0
4 Hung Yen | 73 0 0 0
5 Ha Nam | 0 0 0 0
6 Nam Dinh | 35 0 34 19
7 Thai Binh | 0 0 0 0
8 Ninh | Binh | 0 0 0 0
9 Ha Giang | 0 0 32 18
10 Cao Bang | 0 0 0 0
11 Lao Cai | 12 0 32 18
12 Bac Kan | 0 0 16 9
13 Lang Son | 0 0 13 7
14 Tuyen Quang | 0 0 32 18
15 Yen Bai | 0 0 32 18
16 Thai Nguyen | 10 0 6 4
17 Phu Tho | 0 0 19 11
18 Vinh Phuc | 0 0 0 0
19 Bac Giang | 13 0 0 0
20 Bac Ninh | 0 0 0 0
21 Quang Ninh | 0 0 0 0
22 Lai Chau | 0 0 6 4
23 Dien Bien | 3 0 84 46
24 Son La | 0 0 16 9
25 Hoa Binh | 137 0 45 25
II North Central Coast | 25 0 388 30
1 Thanh Hoa | 0 0 126 10
2 Nghe An | 0 0 60 5
3 Ha Tinh | 0 0 14 1
4 Quang Binh | 25 0 188 14
III Mid-Central | Coast | 142 0 92 564
1 Quang Tri | 20 0 17 106
3 Danang | 70 0 2 13
4 Quang Nam | 50 0 56 344
5 Quang Ngai | 0 0 7 43
IV Central Highlands | 39 0 343 213
1 Kon Tum | 0 0 31 19
2 Gia Lai | 30 0 171 106
3 Dak Lak | 9 0 141 88
4 Dak Nong | 0 0 0 0
V South Central Coast | 117 0 165 0
1 Binh Dinh | 15 0 50 0
2 Phu Yen | 10 0 115 0
3 Khanh Hoa | 40 0 0 0
4 Lam Dong | 40 0 0 0
5 Ninh Thuan | 12 0 0 0
6 Binh Thuan | 0 0 0 0
VI Southern Vietnam | 425 0 146 261
1 Ho Chi Minh | 216 0 0 0
2 Binh Phuoc | 0 0 79 121
3 Tay Ninh | 0 0 0 0
4 Binh Duong | 0 0 0 0
5 Dong Nai | 58 0 0 0
6 Ba Ria - Vung Tau | 25 0 3 7
7 Long An | 72 0 20 42
8 Dong Thap | 0 0 0 0
9 An Giang | 8 0 26 54
10 Tien Giang | 0 0 0 0
11 Vinh Long | 0 0 0 0
12 Ben Tre | 18 0 10 20
13 Kien Giang | 20 0 0 0
14 Can Tho | 0 0 150 0
15 Hau Giang | 0 0 0 0
16 Tra Vinh | 0 0 0 0
17 Soc Trang | 9 0 8 17
18 Bac Lieu | 0 0 0 0
19 Ca Mau | 0 0 0 0

## Table_5_Additional_pumped_stora
Provinces | Phase 2 025 - 2030 (MW) | Phase 2031 - 2035 (MW)
I. North | 1900 | 1400
Lai Chau | 300 400
Dien Bien | 400 400
Son La | 900 300
Bac Giang | 300 300
II. North Central Coast | 831 0
Thanh Hoa | 126.5
Ha Tinh | 704.5
III. Mid-Central Coast | 846 1795
Quang Tri | 246 1200
Da Nang | 595
Quang Nam | 300
Quang Ngai | 300
IV. South Central Coast | 1200
Binh Dinh | 600
Ninh Thuan
Lam Dong | 600
LIST AND EXPECTED PROGRESS OF IMPORTANT
(Attached to Decision No. 768/QD -TTg
dated April 15, 2025 of the Prime Minister)
__________
Appendix III.1
LIST AND EXPECTED PROGRESS OF
INDUSTRY

## Table_1_List_of_LNG_thermal_pow
0 | 1 | 2 | 3 | 4
No. Project | Expected
capacity (MW) | Operational
phase | Note
1 LNG Quang Ninh | 1500 | 2025 -2030
2 LNG Thai Binh | 1500 | 2025 -2030
3 LNG Quang Trach II | 1500 | 2025 -2030
4 LNG Hai Lang Phase 1 | 1500 | 2025 -2030
Trach 4 Power Plants | 1624 | 2025 -2030
6 LNG Hiep Phuoc Phase I | 1200 | 2025 -2030
7 LNG Long An I | 1500 | 2025 -2030
Power Plant (*) | 2250 | 2025 -2030
9 Son My II BOT | Thermal
Power Plant (*) 2250 | 2025 -2030
10 LNG Bac Lieu (*) | 3200 | 2025 -2030
11 LNG Nghi S on (*) | 1500 | 2025 -2030
12 LNG Ca Na (*) | 1500 | 2025 -2030
13 LNG Quynh Lap (*) | 1500 | 2025 -2030
14 LNG Hai Phong Phase I | 1600 | 2025 -2030 | According to the commitment of Hai
XD2 dated March 26, 2025
15 LNG Hiep Phuoc Phase II | 1500 | 2025 -2030 | According to the commitment of Ho
March 27, 2025
16 LNG Long Son (*) | 1500 | 2031 -2035 | The People's Committee of Ba Ria -
needs of the power system.
17 LNG Long An II | 1500 | 2031 -2035
18 LNG Cong Thanh (**) | 1500 | 2031 -2035 | Thanh Hoa | Provincial People's
Thanh Hoa province.
system.
(**) 3200 | 2031 -2035 | According to the commitment of Hai
needs of the power system.
20 LNG Vung Ang III (**) | 1500 | 2031 -2035
21 LNG Quang Trach III (**) | 1500 | 2031 -2035
be implemented. | Thai Binh, Nam Dinh, Thanh Hoa,
Phuoc, Ben Tre, Ca Mau...
Note:
implementation of the construction investment project.
(*): Projects ne ed solutions to ensure operational progress according to approved planning.
region.

## Table_2_List_of_LNG_thermal_pow
0 | 1 | 2 | 3
(MW) | Operational phase | Note
1 LNG Quang Ninh 2 | 1500 | 2031 -2035 | Backup project s are
load. | 2 LNG Thai Binh Phase 2 | 1500 | 2031 -2035
3 LNG Hoa | Ninh Phase I | 1500 | 2031 -2035
4 LNG Thanh Hoa | 1500 | 2031 -2035
Thermal Power Plant | 1500 | 2031 -2035

## Table_3_List_of_coal_-fired_the
No. Project | Expected capacity
(MW) | Operational ph ase Note
1 Na Duong II Thermal Power Plant | 110 2025 -2030
Bac Giang | 650 2025 -2030
3 Vung Ang II Thermal Power Plant | 1330 | 2025 -2030
Plant | 1403 | 2025 -2030
5 Long Phu I Thermal Power Plant | 1200 | 2025 -2030

## Table_4_List_of_coal_-fired_the
0 | 1 | 2 | 3
facing difficulties in implementation
No. Project | Expected capacity
(MW) | Operational
phase | Note
Plant | 1200 | 2025 -2030
Plant | 1320 | 2025 -2030 | The investor has requested to stop
Document EGATi 277/2023)
Power Plant | 1980 | 2025 -2030
Plant | 2120 | 2025 -2030 | The Ministry of Industry and
July 1, 2024.

## Table_5_List_of_cogeneration_po
0 | 1 | 2
facilities
No. Project | Expected
(MW) | Operational
phase | Note
1 Hai Ha 1 Co -generation Plant | 300 2025 -2030 | Investor establishes FS for 50 MW
component project
2 Duc Giang Co -generation Plant | 100 2025 -2030 | Lao Cai Provincial People's Committee
requesting to "abandon" the project.
3 Formosa HT2 | 650 2025 -2030
4 Hoa Phat II Excess Gas Plant | 300 2025 -2030 | Under construction
project: VNT19 Pulp - Paper Mi ll 54 2025 -2030 | According to Document No.
Quang Ngai province
6 Hai Ha 2 Co -generation Plant | 600 2031 -2035
7 Hai Ha 3 Co -generation Plant | 600 2031 -2035
8 Hai Ha 4 Co -generation Plant | 600 2031 -2035
9 Other projects | Prioritize and encourage the development of this type of electricity
industrial estab lishments.

## Table_6_List_of_domestic_gas_-f
No. Project | Expected capacity
(MW) | Operational
phase | Note
Plant (*) | 660 2025 -2030
Use Lot B gas | 2 O Mon II Thermal Power
Plant | 1050 | 2025 -2030
Plant | 1050 | 2025 -2030
Plant | 1050 | 2025 -2030
5 Dung Quat I | CCGT | 750 2025 -2030
Whale gas - power project chain. | 6 Dung Quat II CCGT | 750 2025 -2030
7 Dung Quat III CCGT | 750 2025 -2030
8 Mien Trung I CCGT I 750 2025 -2030
9 Mien Trung II CCGT | 750 2025 -2030
10 Quang Tri CCTG | 340 2025 -2030 | Using Bao Vang gas, synchronized
with upstream progress.
Note:
implementation of the constru ction investment project.
(*) Existing power plants switch to using Block B | gas.

## Table_7_List_of_large_hydropowe
0 | 1 | 2 | 3 | 4
No. Project | Expected
(MW) | Operational
phase | Conscious | Note
Increased capacity
added to | 2025 -
2030 | 2,958
hydropower plant | 44 2021 -2024 | Dien Bien | Already in operation
hydropower p lant 60 2021 -2024 | Tuyen Quang | Already in operation
hydropower p lant 36 2021 -2024 | Tuyen Quang | Already in operation
4 Pac Ma | hydropower
plant | 160 2021 -2024 | Lai Chau | Already in operation
hydropower plant | 49.6 2021 -2024 | Son La | Already in operation
hydropower plant | 147 2021 -2024 | Quang Nam | Already in operation
hydropower plant | 48 2021 -2024 | Quang Nam | Already in operation
8 Thuong | Kon Tum
hydropower plant | 220 2021 -2024 | Kon Tum | Already in operation
hydropower plant | 93 2021 -2024 | Dong Nai | Already in operation
10 | Hoa Binh
hydropower plant
Expansion | 480 2025 -2030 | Peace | Approved in the VIII Plan
hydropower plant | 90 2025 -2030 | Tuyen Quang | Approved in the VIII Plan
hydropower plant
1,4,5 | 100.8 | 2025 -2030 | Lai Chau | Approved in the VIII PDP; Nam
MW to 15 MW
hydropower plant
2,3,6 | 83 2025 -2030 | Lai Chau | Approved in the VIII PDP; Nam
MW to 10.5 MW
hydropower plant | 102 2025 -2030 | Thanh Hoa | Approved in the VIII Plan
plant | 120 2025 -2030 | Nghe An | Approved in the VIII Plan
hydropower plant
(Vietnam) | 51 2025 -2030 | Nghe An | Approved in the VIII Plan
plant Expansion | 360 2025 -2030 | Gia Lai | Approved in the VIII Plan
hydropower plant | 84 2025 -2030 | Kon Tum | Approved in the VIII Plan
plant Expansion | 200 2025 -2030 | Dong Nai | Approved in the VIII Plan
hydropower plant | 87 2025 -2030 | Tuyen Quang | Tuyen Quang Provincial People's
2025.
21 Tuyen Quang
Expansion | 120 2025 -2030 | Tuyen Quang | Tuyen Quang Provincial People's
2025.
22 Se San 3 130 2025 -2030 | Gia Lai | Gia Lai Provincial People's
hydropower plant
Expansion | Committee proposed in Document
5, 2025.
hydropower plant
Expansion | 120 2025 -2030 | Gia Lai | Gia Lai Provincial People's
5, 2025.
hydropower plant
Expansion | 110 2025 -2030 | Lai Chau
hydropower plant
Expansion | (Phase 2) | 80 2025 -2030 | Ninh | Thuan
hydropower plant
Expansion | 110 2025 -2030 | Dak Lak | Dak Lak Provincial People's
March 1, 2025.
hydropower plant
Expansion | 140 2025 -2030 | Dak Lak | Dak Lak Provincial Peop le's
March 11, 2025.
hydropower plant | 55 2025 -2030 | Yen Bai | Yen Bai Provincial People's
2025.
hydropower plant | 65 2025 -2030 | Yen Bai | Yen Bai Provincial People's
2025.
30 An Thinh
hydropower plant | 70 2025 -2030 | Yen Bai | Yen Bai Provincial People's
2025.
plant | 75 2025 -2030 | Lao Cai | Lao Cai Provincial People's
2025.
hydropower plant | 75 2025 -2030 | Lao Cai | Lao Cai Provincial People's
2025.
hydropower plant | 50 | 2025 -2030 | Peace | Document No. 338/UBND -KTN
Committee of Hoa Binh province.
Increased capacity
Added to | 2031 -
2035 | 2,049 | 2031 -2035
1 Son La | Expansion | 800 2031 -2035 | Son La
2 Lai Chau Expansion | 400 2031 -2035 | Lai Chau
Expansion | 260 2031 -2035 | Son La
hydropower plant
Expansion | 54 2031 -2035 | Kon Tum | Kon Tum Provincial People's
2025.
hydropower plant | 250 2031 -2035 | Hanoi City | Hanoi City proposed in Document
5, 2025
6 Trung Son 130 2031 -2035 | Thanh Hoa | Document No. 2930/UBND -
hydropower plant
Expansion | CNXDKH | dated March 7, 2025 of
Committee.
7 A Vuong
Expansion | 105 2031 -2035 | Quang Nam | Quang Nam Provincial People's
2025
plant | 50 2031 -2035 | Lam Dong | Lam Dong Provincial People's
2025.
hydropower plant
(*) 53 2031 -2035 | Dak Nong, Lam
Dong | Dak Nong Provincial People's
11, 2025
hydropower plant
(*) 68 2031 -2035 | Dak Nong, Lam
Dong | Dak Nong Provincial People's
11, 2025
hydropower plant
(*) 82 2031 -2035 | Binh Phu oc

## Table_8_List_of_hydropower_plan
0 | 1 | 2 | 3 | 4
under 50 MW connected at voltage l evel 220 kV or higher
No. Project | Expected
(MW) | Operational
phase | Conscious | Note
2025 -2030 | 132.2
hydropower plant
Expansion | 29 2025 -2030 | Gia Lai | Document No. 538/UBND -CNXD dated
connection with 220 kV voltage level)
hydropower plant | 45 2025 -2030 | Bar
Chemistry | Document No. 2930/UBND -CNXDKH
dated March 7, 2025 of Thanh Hoa
voltage level)
hydropower plant
(increasing capacity) | 29.8 2025 -2030 | Nghe An | Nghe An province proposes to increase
voltage level)
Plant | 18 2025 -2030 | Phu Yen | EVN proposed in Document No.
voltage level)
5 Song Bo
hydropower plant | 26 2025 -2030 | Thua Thien
connected to 220 kV voltage level)
hydropower plant | 36 2025 -2030 | Nghe An | Document No. 1673/UBND -KTN dated
connection with 220 kV voltage level)
hydropower plant | 28 2025 -2030 | Nghe An | Document No. 1673/UBND -KTN dated
Nong Con g transmission line)
plant | Expansion | 41 2025 -2030 | Ha Giang | Document No. 300/SCT -QLNL dated
of Industry and Trade
hydropower plant | 42 2025 -2030 | Lam Copper | Lam Dong Provincial People's C ommittee
MT dated March 7, 2025
hydropower plant | 24 2025 -2030 | Cao Bang | According to Decision No. 262/QD -TTg.
Que 3 Power Plant - Cao Bang
Increased capacity
2031 -2035 | 60
Hydropower Plant | 30 2031 -2035 Gia Lai | Document No. 538/UBND -CNXD dated
connection with 220 kV voltage level)
Hydropower Plant
Expansion | 30 2031 -2035 | Phu Yen | Document No. 1408/UBND -DTKT dated
connection with 220 kV voltage level)

## Table_9_List_of_pumped_storage_
0 | 1 | 2 | 3 | 4 | 5
No. Project | Expected
capacity (MW) | Operational
phase | Conscious | Note
Hydropower Pl ant 1200 | 2025 -2030 | Ninh Thuan | Already in the VIII Resolution
Plant | 1200 | 2025 -2030 | Ninh Thuan | Already in the VIII Resolution
Plant | 900 2025 -2030 | Son La | Already in the 8th PDP, adjusting
the operation phase
Plant | 300 2025 -2030 | Lam Dong | Already in the 8th PDP, adjusting
the operation phase
Increased income (*) 7,072 | 2025 -2035
Hydropower Plant | Phase
1 300 2025 -2030 Lai Chau | Document No. 961/UBND -KTN
dated March 7, 2025
Hydropower Plant | Phase
2 400 2031 -2035 | Lai Chau | Document No. 961/UBND -KTN
dated March 7, 2025
Plant | Phase 1 | 400 2025 -2030 | Dien Bien | Document No. 837/UBND -KT
dated March 7, 2025
Plant Phase 2 | 400 2031 -2035 | Dien Bien | Document No. 837/UBND -KT
dated March 7, 2025
Plant | 300 2031 -2035 | Son La | Document No. 937/U BND -KTN
dated March 7, 2025
Plant | 300 2025 -2030 | Bac Giang | Document No. 1213/UBND -
KTTH dated March 8, 2025
Plant | 300 2031 -2035 | Bac Giang | Document No. 12I3/UBND -
KTTH dated March 8, | 2025
Hydropower Plant | 110 2025 -2030 | Thanh Hoa | Document No. 2930/UBND -
CNXDKH dated March 7, 2025
9 Yen My - Bong | Pumped
Plant | 16.5 2025 -2030 | Thanh Hoa | Document No. 2930/UBND -
CNXDKH dated March 7, 2025
Hydropower Plant | 530 2025 -2030 | Ha Tinh | Document No. 1200/UBND -KT2
dated March 5, 2025
Hydropower Plant | 174.5 | 2025 -2030 | Ha Tinh | Document No. 1200/UBND -KT2
dated March | 5, 2025
Plant | 246 2025 -2030 | Quang Tri | Document No. 854/UBND -KT
dated March 7, 2025
Plant | Phase 2 | 1200 | 2031 -2035 | Quang Tri | Document No. 854/UBND -KT
dated March 7, 2025
1 595 2031 -2035 | Danang | Document No. 1316/UBND -SCT
dated March 7, 2025
15 A Vuong Pumped 300 2025 -2030 | Quang Nam | Document No. 1827/UBND -KT
Plant | dated March 7, 2025
1 300 2025 -2030 | Quang Ngai | Document No. 1230/UBND -
KTN dated March 7, 2025
Plant | 600 2031 -2035 | Binh Dinh | Document No. 1799/UBND -KT
dated March 7, 2025
18 Don Duong | 2,3 Pumped
Plant | (**) 600 2031 -2035 | Lam Dong | Document No. 2237/UBND -MT
dated March 7, 2025
Note:
may be given to larger scale development depending on the needs of the power | system.

## Table_10_List_of_proposed_nucle
No. Project | Expected capacity (MW) | Operational phase
1 Ninh Thuan 1 Nuclear Power Plant | 2,000 - 3,200 | 2030 -2035
2 Ninh Thuan 2 Nuclear Power Plant | 2,000 | - 3,200 | 2030 -2035

## Table_11_Projected_portfolio_of
No. Project | Expected capacity
(MW) | Operational phase | Note
1 50 MW battery storage project | 50 2025 -2030 | MWh capacity will be
deployment. | 2 7 MW battery s torage project
farm | 7 2025 -2030
MW solar farm | 105 2025 -2030
4 Other battery storage projects | 138 2025 -2030
Plant | 7 2025-2030 | Medium voltage
connection
Krong Pa 2 Solar Power Plant | 7 2025 -2030
Solar Power Plant | 4 2025 -2030 | Internal factory
connection
8 Extra battery storage | About 20,28 7 2025 -2035 | Concentrated solar

## Table_12_List_of_proposed_onsho
0 | 1 | 2 | 3 | 4 | 5
in Power Plan VIII, Power Plan VIII Implementation Plan
No. Project | Expected
(MW) | Operational
phase | Connection plan | Note
Dien Bien Province | 300
1 BCG Dien Bien 1 Wind Power Plant | 175 2025 -2030 | 220kV single circuit line connecting from BCG Dien Bien 1
power plant substation to Dien Bien 220kV station | Decision 262/QD -TTg
2 Envision Nam Po Wind Power Plant | 125 2025 -2030 | Transition connection on 220kV Nam Po - Lai Chau line to 500kV
Lai Chau transformer station | Decision 262/QD -TTg
Bac Kan Province | 400
Plant | 130 2025 -2030 | 220kV single circuit transmission line from 220kV station of
Bac Kan substation | Decision 1682/QD -TTg
2 Ngan Son Wind Power Plant | 150 2025 -2030 | Decision 262/QD -TTg
Plant | 120 2025 -2030 | 220kV double circuit transmission line from 220kV station of
Kan - Thai Nguyen transmission line | Decision 262/QD -TTg
Yen Bai Province | 200
1 Nam Bung Wind Power Plant | 200 2025 -2030 | 220kV two -circuit transition connection on 220kV Huoi Quang -
Nghia Lo line | Decision 262/QD -TTg
Bac Giang Province | 470
1 Bac Giang 1 Wind Power Plant | 55 2025 -2030 | 110 kV single circuit line connected to 110kV ex pand ed busbar of
Bac Lung 110kV substation | Decision 262/QD -TTg
2 Bac Giang 2 Wind Power Plant | 55 2025 -2030 | 110 kV line connected for ward on 1 circuit 110 kV Son Dong line
- 220 kV Son Dong substation | Decision 262/QD -TTg
3 Cam Ly Wind Power Plant | 55 2025 -2030 | 110kV single circuit line connected to 110kV Bac Lung
transformer station | Decision 262/QD -TTg
4 Tan Son Wind Power Plant | 50 2025-2030 | 110 kV single circuit line connected to 110kV Luc Ngan
substation | Decision 262/QD -TTg
5 SD Son Dong Wind Power Plant | 105 2025 -2030 | 110kV double circuit line connected to 110kV Son Dong
substation | Decision 262/QD -TTg
6 Yen Dung Wind Power Plant | 150 2025 -2030 | 110kV double circuit line connected to 110kV Son Dong
substation | Decision 262/QD -TTg
Lang Son Province | 1 4 1 4
1 Ai Quoc Wind Power Plant | 100 2025 -2030 | 220 kV double circuit line connected to 220 kV Lang Son 1 -
Dong Mo line | Decision 262/Q D-TTg
2 Binh Gia Wind Power Plant | 80 2025 -2030 | 110kV double circuit transmission line of Binh Gia power plant
connects transit to 110kV Lang Son - Binh Gia transmission line | Decision 262/QD -TTg
3 Cao Loc Wind Power Plant | 55 2025 -2030 | 110kV single circuit | line connected to 110kV Cao Loc substation | Decision 262/QD -TTg
4 Cao Loc 3 Wind Power Plant | 69 2025 -2030 | 220kV double circuit line connecting Cao Loc 3 power plant
substation to Lang Son 220kV substation | Decision 262/QD -TTg
5 Chi Lang Wind Power Plant | 100 2025 -2030 | 220kV double circuit transmission line transit connection to
220kV Lang Son 1 - Dong Mo transmission line | Decision 262/QD -TTg
6 Cao Loc 1 Wind Power Plant | 50 2025 -2030 | 220kV double circuit transmission line transit connection to
220kV Lang So n - Bac Giang transmission line | Decision 262/QD -TTg
7 Cao Loc 1.1 Wind Power Plant | 50 2025 -2030 | Install an additional 01 33/220kV transformer, capacity 63MVA at
Cao Loc 1.1 Power Plant. | Deci sion 262/QD -TTg
8 Dinh Lap Wind Power Plant | 100 2025 -2030 | Construction of 220kV substation and 220kV single circuit line
connecting to 220kV busbar of Lang Son 1 substation | Decision 262/QD -TTg
9 Dinh Lap 1 Wind Power Plant | 50 2025 -2030 | 110 kV double circ uit transmission line from 110 kV Dinh Lap 1
Son 1 transformer station | Decision 262/QD -TTg
10 Dinh Lap 1.1 Wind Power Plant | 50 2025 -2030 | Install an additional 110kV transformer with a capacity | of 63MVA
to Dinh Lap 1.1 Power Plant. | Decision 262/QD -TTg
11 Dinh Lap 4 Wind Power Plant | 90 2025 -2030 | 220kV single circuit line connecting Dinh Lap 4 power plant
substation to 220kV busbar | of Lang Son 1 substation | Decision 262/QD -TTg
12 Dinh Lap 5 Wind Power Plant | 100 2025 -2030 | 220kV double circuit line connecting Dinh Lap 5 power plant
substation to 220kV busbar of Lang Son 1 substation | Decision 262/QD -TTg
13 Van Quan 1 Wind Power Plant | 50 2025 -2030 | 110kV double circuit transmission line transit connection to
110kV transmission line, 220kV Lang Son - Binh Gia substation | Decision 262/QD -TTg
14 Huu Kien Wind Power Plant | 90 2025 -2030 | 220kV double circuit transmission line from Huu Kien Powe r
Plant to connection to 220kV substation of Chi Lang Power Plant | Decision 262/QD -TTg
15 Loc Binh Wind Power Plant | 60 2025 -2030 | 220kV double circuit transmission line transit connection to
220kV Lang Son 1 - Dong Mo transmission line | Decision 262/QD -TTg
16 Loc Binh – Pharbaco | Wind Power
Plant | 50 2025 -2030 | 220kV single circuit line connected to 220kV substation of Cao
Loc 1 power plant | Decision 262/QD -TTg
17 Loc Binh 1 Wind Power Plant | 50 2025 -2030 | 220kV double circuit line connected to 220kV busbar of La ng Son
1 substation | Decision 262/QD -TTg
18 Loc Binh 3 Wind Power Plant | 60 2025 -2030 | 220kV single circuit line connected to 220kV busbar of Lang Son
1 substation | Decision 262/QD -TTg
19 Thang Long 3 Wind Power Plant | 50 2025 -2030 | 220kV single circuit line c onnected to 220kV busbar of 220kV
Dong Mo substation | Decision 262/QD -TTg
20 Van Lang 1 Wind Power Plant | 80 2025 -2030 | 110kV single circuit line connected to 110kV busbar of 220kV
Lang Son substation | Decision 262/QD -TTg
21 Van Quan Wind Power Plant | 30 2025 -2030 | 110kV double circuit transmission line transit connection to
110kV Lang Son station - 110kV Dong Mo station | Decision 262/QD -TTg
Quang Ninh Province | 370
1 Quang Ninh Wind Power Plant 1 | 100 2025 -2030 | 220kV double circuit line from factory to 220k V Quang Ninh 1
station | Decision 1682/QD -TTg
2 Quang Ninh 2 Wind Power Plant | 70 2025 -2030 | 110kV single circuit line connected to 110kV Van Don 3 station | Decision 1682/QD -TTg
3 Quang Ninh 3 Wind Power Plant | 50 2025 -2030 | 110kV single circuit transmission li ne of Quang Ninh 3 Power
220kV C ong Hoa substation | Decision 1682/QD -TTg
4 Quang Ninh Wind Power Plant 4 | 50 2025 -2030 | 110kV single circuit transmission line of Quang Ninh 4 wind
power plant - 110kV Co To station | Decision 1682/QD -TTg
5 Quang Ninh Wind Power Plant 5 | 100 2025 -2030 | 220kV double circuit line from the factory t o Mong Cai 220kV
substation. | Decision 1682/QD -TTg
Thai Binh Province | 70
1 Tien Hai - Thai Binh | Wind Power
Plant | 70 2025 -2030 | Decision 262/QD -TTg
Thai Nguyen Province | 100
1 BPC Vo Nhai | Wind Power Plant | 100 2025 -2030 | 110 kV line connected to 110 kV Vo Nhai station | Decision 1682/QD -TTg
Son La Province | 400
1 Ta Xua - Bac Yen Wind Power Plant | 72 2025 -2030 | 220 kV Line Ta Xua Wind Power Plant - Bac Yen - Hong Ngai
Wind Power Plant - Bac Yen | Decision 1682/QD -TTg
Plant 108 2025 -2030 | 220 kV Line, Hong Ngai - Bac Yen - Son La Branch - Viet Tri | Decision 1682/QD -TTg
3 Phu Yen Wind Power Plant | 70 2025 -2030 | 110kV single circuit line connected to 220kV HATACO Bac Yen
station | Decision 1682/QD -TTg
4 Risen Phu Yen Wind Powe r Plant | 80 2025 -2030 | 220 kV Line Risen Phu Yen Power Plant - Son La Branch - Viet
5 Thien Vu Bac Yen Wind Power Plant | 70 2025 -2030 | 220 kV Transmission Line Thien Vu Bac Yen - Son La Branch -
Viet Tri | Decision 1682/QD -TTg
Thanh H oa Province | 300
Plant | 100 2025 -2030 | 220kV Bac Phuong - Nghi Son Power Plant Line - 220kV Nong
Cong branch - 220kV Nghi Son | Decision 262/QD -TTg
2 Muong Lat Wind Power Plant | 200 2025 -2030 | 220kV Muong Lat Power Plant - 220kV Trung Son Hydropower
Plant | Decision 262/QD -TTg
Nghe An Province | 70
1 Nam Dan Wind Power Plant - Phase 1 | 70 2025 -2030 | 220kV double circuit transmission line, forward connection on
220kV Do Luong - Hung Dong transmission line | Decision 262/QD -TTg
Ha Tinh Province | 700
1 HBRE Ha Tinh Wind Farm | 120 2025 -2030 | 110kV double circuit transmission line transit connection to
110kV Ky Anh - Vung Ang transmission line | Decision 262/QD -TTg
2 Cam Xuyen 1 Wind Power Plant | 70 2025 -2030 | 220kV double circuit line, forward connection on 500/220kV Ha
Tinh - 220kV Vung Ang power plant line | Decision 262/QD -TTg
3 Ky Khang Wind Power Plant - Phase 1 | 60 2025 -2030 | 220kV double circuit transmission line transit connection to
220kV Vung Ang - Ha Tinh transmission line | Decision 262/QD -TTg
4 Cam Xuyen 2 Wind Power Plant | 100 2025 -2030 | 220kV double -circuit line is forward -connected on the 500/220kV
500/220kV Ha Tinh - 220kV Formosa Thermal Power Plant line | Decision 262/Q D-TTg
5 Ky Anh Wind Power Plant DT2, DT3 | 99 2025 -2030 | 220kV double circuit transmission line transit connection to
220kV Vung Ang - Ha Tinh transmission line | Decision 1682/QD -TTg
1 (onshore part) | 84 2025 -2030 | 220kV do uble circuit transmission line transit connection to
220kV Vung Ang - Ha Tinh transmission line | Decision 1682/QD -TTg
7 Ky Nam Wind Power Plant | 167 2025 -2030 | 220kV double circuit transmission line transit connection to
220kV Vung Ang - Dong Hoi transmissio n line | Decision 1682/QD -TTg
Quang Binh Province | 520
Power Plant (nearshore wind power) | 80 2025 -2030 | 220kV double -circuit transmission line from Ngu Thuy Bac Tan
Tan Hoan Cau power plant to 220kV Quang Binh substation 1 | Decision 1682/QD -TTg,
(nearshore wind power) | 80 2025 -2030 | 220 kV single circuit line connected to 220kV busbar of 220kV Ba
Don substation | Decision 1682/QD -TTg
(nearshore wind power) | 80 2025 -2030 | 220kV double circuit transmission line to 220kV Dong Hoi
Ninh power plant to 220kV Quang Binh substation 2 | Decision 1682/QD -TTg
(nearshore wind pow er) 80 2025 -2030 | Transition connection to the 220kV Dong Hoi - Dong Ha line,
construct a 220kV | switching station connected in series to the
220kV Dong Hoi - Dong Ha line, circuit 2 | Decision 1682/QD -TTg
(nearshore wind power) | 80 2025 -2030 | Construction of 35/500kV substation with total capacity of
plant
6 Quang Binh 2 Wind Farm | 30 2025 -2030 | Transition connection on 220kV Ba Don - Formosa Power Plant | Decision 1682/QD -TTg
(including Thanh Son 1 and Thanh
Son 2) | 30 2025 -2030 | Transition connection on 220kV Dong Hoi - Ba Don - Formosa
8 Le Thuy 3 Wind Power Plant | 30 2025 -2030 | 220kV double circuit line from Le Thuy 3 factory connected to
busbar of Le Thuy 220 substation | Decision 168 2/QD -TTg
9 Le Thuy 3 Wind Power Plant, Phase 3 | 30 2025 -2030 | 220kV double circuit line from Le Thuy 3 factory connected to Le
Thuy 220 substation busbar | Decision 1682/QD -TTg
Quang Ngai Province | 48
Refinery and Petro chemical Plant | 48 2025 -2030 | Decision 1682/QD -TTg
Quang Tri Province | 448
1 LIG Huong Hoa | 1 Wind Power Plant | 48 2025 -2030 | The 220kV line connecting to the 220kV transformer station of
LIG Huong Hoa | 1 Power Plant has its starting point at the 220kV
Tri province. | Decision 1682 /QD-TTg
2 LIG Huong Hoa 2 Wind Power Plant | 48 2025 -2030 220KV single circuit line connected to 35/220kV transformer
station LIG Huong Hoa 1. Shared 220kV line LIG Huong Hoa | 1 to
35/220KV transformer station Huong Tan. | Decision 1682/QD -TTg
3 TNC Quang Tri 1 Wind Power Plant | 50 2025 -2030 | 220kV single circuit line connected to 220kV Huong Tan
substation | Decision 1682/QD -TTg
4 TNC Quang Tri 2 Wind Power Plant | 50 2025 -2030 | 22kV 04 -circuit line from TNC Quang Tri 2 Power Plant connects
to 22/220kV substation of Quang Tri 1 Power Plant | Decision 1682/QD -TTg
5 Quan g Tri Win 1 Wind Power Plant | 48 2025 -2030 | XDM 220kV TBA Quang Tri Win 1 -2 connects to 220kV TBA
Huong Tan, expands 01 bay of 220kV TBA Huong Tan | Decision 1682/QD -TTg
6 Quang Tri Win 2 Wind Power Plant | 48 2025 -2030 | Connect to 220kV Quang Tri Win 1 -2 subst ation | Decision 1682/QD -TTg
7 Quang Tri Win 3 Wind Power Plant | 48 2025 -2030 | Construction of 220kV Quang Tri Win 3 substation connecting to
Tam substation | Decision 1682/QD -TTg
8 Hung Bac Wind Power | Plant | 30 2025 -2030 | Connection to 220kV busbar of 220kV Tai Tam substation | Decision 1682/QD -TTg
9 TK Power Wind Power Plant | 48 2025 -2030 | 220kV single circuit line from 35/220kV step -up station of TK
10 Duc Thang 2 Wind Power Plant | 42 2025 -2030 | 220 kV single circuit line connected to 220kV Tai Tam substation
11 SCI Tan Thanh Wind Power Plant | 30 2025 -2030 | 220kV single circuit line from SCI Tan Thanh power plant to Lao Decision 1682/QD -TTg
Lao Bao 500kV substation (Huong Hoa) for connection
12 Cam Lo Wind Power Plant | 200 2025 -2030 | 220 kV line connec ted on 1 circuit 220 kV line Dong Ha - Lao
Bao
Kon Tum Province | 154
Plant | 50 2023 -2030 | Decision 1682/QD -TTg
2 Sac Ly - Kon Tum | Wind Power Plant | 104 2025 -2030 | 220kV double circuit transmission line connected to 01 circuit of
Pleiku 2 substation | Decision 1682/QD -TTg
Gia Lai Province | 1011.3
1 Hung Hai Gia Lai Wind Power Plant | 96 2023 -2030 | Decision 1682/QD -TTg
2 Ia Le 1 Wind Power Plant | 52.8 2023 -2030 | Decision 1682/QD -TTg
3 Cho Long Wind Power Plant | 105.5 | 2023 -2030 | Decision 1682/QD -TTg
4 Yang Trung Wind Power Plant | 145 2023 -2030 | Decision 1682/QD -TTg
5 Ia Boong | - Chu Prong Wind Power
Plant | 50 2025 -2030 | 220 kV Ia Boong - Chu Prong - Nhon Hoa 1 DG | Decision 1682/QD -TTg
6 Phu My Wind Power Plant | 42 2025 -2030 | 220kV lin e connected to 35/220kV Hoang An station | Decision 1682/QD -TTg
7 Hoang An | Wind Power Plant | 42 2025 -2030 | Connecting 220kV line to 500kV Pleiku 3 substation | Decision 1682/QD -TTg
8 Xa Trang Wind Power Plant | 100 2025 -2030 | 220kV line connected to 220kV busbar of 500kV Pleiku 3
substation | Decision 1682/QD -TTg
9 Thang Hung Wind Power Plant | 42 2025 -2030 | 220kV line connected to 220kV busbar of 500kV Pleiku 3
substation | Decision 1682/QD -TTg
10 Nhon Hoa 3 Wind Power Plant | 42 2025 -2030 | Installing a new 33/220kV tran sformer, capacity 63MVA at
Hoa 3 power plant | Decision 1682/QD -TTg
11 Nhon Hoa 4 Wind Power Plant | 42 2025-2030 | Installing a new 33/22 0kV transformer, capacity 63MVA at Nhon
power plant. | Decision 1682/QD -TTg
12 Ia Ko 1 Wind Power Plant | 42 2025 -2030 | 220kV single ci rcuit line connected from 33/220kV step -up station
500kV Nhon Hoa substation | Decision 1682/QD -TTg
13 Ia Ko 2 Wind Power Plant | 42 2025 -2030 | Installing a new 01 33/220kV transformer, capacity 63MVA at the
2 Power Plant. | Decision 1682/QD -TTg
14 Ia Blu 1 Wind Power Plant | 42 2025 -2030 | 220kV transmission line from 220kV transformer station of La Blu Decision 1682/QD -TTg
station Pleiku 2 - Chu Se - Krong Buk
15 Lo Pang - Gia Lai | Wind Power Plant | 42 2025 -2030 | 220kV transmission line transitions the 220kV Pleiku 2 - An Khe
line and the 220kV Pleiku - An Khe power plant line | Decis ion 1682/QD -TTg
16 Chu Se 1 Wind Power Plant | 42 2025 -2030 | 220kV transmission line from 220kV transformer station of Chu
station | Decision 1682/QD -TTg
to Ia Le Wind Power Plant Cluster) | 42 2025 -2030 | 220kV transmission line 220kV Pleiku 2 - Krong Buk
transmission line | Decision 1682/QD -TTg
Dak Lak Province | 862
1 Cu Ne 1 Wind Power Plant | 50 2025 -2030 | 220 kV transmission line connecting Cu Ne 1, Cu Ne 2, Kr ong
Buk 1, Krong Buk 2 transmission lines via 220 kV Krong | Buk
transmission line | Decision 262/QD -TTg
2 Cu Ne 2 Wind Power Plant | 50 2025 -2030 | Decision 262/QD -TTg
3 Krong Buk 1 Wind Power Plant | 50 2025-2030 | Decision 262/QD -TTg
4 Krong | Buk 2 Wind Power Plant | 50 2025 -2030 | Decision 262/QD -TTg
5 Easin 1 Wind Power Plant | 100 2025 -2030 | 220 kV line of Easin 1 power plant - 220 kV Cu Ne double -circuit
Krong Buk) | Decision 262/QD -TTg
6 Krongbuk 3 Wind Power Plant | 100 2025 -2030 | Expanding 01 outdoor type 35/220 kV transfo rmer compartment
of Ea | Sin 1 power plant with the following scale: 01 35/220 kV -
connection infrastructure of Easin 1 power plant | Decision 262/QD -TTg
Lak 100 2025 -2030 | Transition connection on 220kV Krong Buk - Nha Trang line | Decision 262/QD -TTg
8 Tan Lap - Ea Ho Wind Power Plant | 50 2025 -2030 | 110kV double circuit transmission line connected forward on
110kV Krong Buk - Krong Nang transmission line. | Decision 262/QD -TTg
9 Cu Pong 1,2 Wind Power Plant | 80 2025 -2030 | 220kV double -circuit transmission line, forward connection on 1
- 220kV Krong Buk station | Decision 262/QD -TTg
1.2 80 2025 -2030 | 110kV single circuit transmission line from 110kV transformer
Nang | Decision 262/QD -TTg
11 NT 1 , NT 2 | Wind power plant s | 75 2025 -2030 | 110kV single circuit line from 110kV transformer station NT 1
connects to 110kV busbar of 110kV Krong Pak substation | Decision 262/QD -TTg
12 Ea Sin Wind Power Plant | 77 2025 -2030 | 220kV Ea Sin Line - 500kV Ea Nam Substation | Decision 1682/QD -TTg
Dak Nong Province | 510
1 Tuy Duc Wind Power Plant | 50 2025 -2030 | 220kV line connected to 220 busbar 220kV Dak Nong substation | Decision 1682/QD -TTg
2 Tuy Duc 10 Wind Power Pla nt 60 2025 -2030 | 220kV double circuit line of Tuy Duc 10 power plant connected to
renewable energy at Dak Nong 220kV substation | Decision 1682/QD -TTg
3 Nam Binh 1 50 2025 -2030 | Busbar connection to 220kV Dak Hoa line | Decision 262/QD -TTg
4 Dak N'Drung 1 | 100 2025 -2030 | Connect to 220kV busbar 500kV transformer station | Decision 262/QD -TTg
5 Dak N ' Drung 2 | 100 2025 -2030 | Connecting to 35kV/220kV busbar of Dak N'Drung 1 Wind Power
Substation | Decision 262/QD -TTg
6 Dak N'Drung 3 100 2025 -2030 | Connecting to 35kV/2 20kV busbar of Dak N'Drung | 1 Wind Power
Substation | Decision 262/QD -TTg
7 Asia Dak Song 1 | 50 2025 -2030 | Transition on 110kV Dak Song -Dak Mil line | Decision 262/QD -TTg
Binh Dinh Province | 143
Dinh | 143 2025 -2030 | 110kV doub le circuit line connected to 110kV Van Canh
substation | Decision 1682/QD -TTg
Phu Yen Province | 414
1 HBRE An Tho Wind Farm | Phase | 1 | 200 2023 -2025 | 220kV line connected to Tuy Hoa 220kV substation | Decision 262/QD -TTg
Phase 1 | 50 2023 -2025 | 110kV line connected to 220kV Song Cau substation | Decision 262/QD -TTg
3 Song Cau 2 Wind Power Plant | 82 2025 -2030 | Decision 1682/QD -TTg
4 LRSH Son Hoa Wind Power Plant | 82 2025 -2030 | Construction of 220 kV station of Son Hoa power plant a nd 220
kV Tuy Hoa transformer station | Decision 1682/QD -TTg
Khanh Hoa Province | 102
1 Nexif Energy Khanh Hoa | 1 Wind
Power Plant | 102 2025 -2030 | 220 kV double circuit line connected to 1 circui t 220 kV Nha
Trang - Thap Cham 2 line | Decision 1682/QD -TTg
Ninh Thuan Province | 337.5
1 Phuoc Huu Wind Power Plant | 50 2023 -2027 | Decision 1682/QD -TTg
Renewable Energy Power Plant | 65 2023 -2027 | Transition connection on a 220kV Vinh Tan - Thap Cham line
circuit | Decision 1682/QD -TTg
Expansion | 50 2023 -2027 | Connection to 220kV BIM Power Plant Substation (existing) | Decision 1682/QD -TTg
4 Tri Hai Wind Power Plant | 39.5 2025 -2030 | Transition co nnection on 220kV Nha Trang - Thap Cham line
circuit 2 | Decision 1682/QD -TTg
Power Plant | 93 2023 -2030 | Decision 1682/QD -TTg
6 V2 Wind Power Plant | 40 2025 -2030 | 220kV single circuit line to 220kV busbar, 500kV Thuan Nam
substation | Decision 1682/QD -TTg
Binh Thuan Province | 497.9
1 Hoa Thang 1.2 Wind Power Project | 100 2025 -2030 | Connecting to 110 kV Luong Son - Hoa Thang - Mui Ne line
Resolving difficulties
Phase 2 | 29.7 2025 -2030 | According to the approved plan
3 Hoa Thang 2.2 Power Plant | 19.8 2025 -2030 | According to the approved plan
4 Hong Phong 2 Thermal Power Plant | 20 2025 -2030 | According to the approved plan
5 Ham Kiem 2 Therm al Power Plant | 15 2025 -2030 | According to the approved plan
6 Hoa Thang 2.2 Phase 2 | 30 2025 -2030 | According to the approved plan
Phase 3 | 30 2025 -2030 | Construction of 220 kV Wind Power Station 1 - Binh Thuan and
Thiet transmission line
Phase 4 | 30 2025 -2030 | Construction of 220 kV Wind Power Station 1 - Binh Thuan and
Thiet transmission line
district | 100 2025 -2030 | Connection at 110 kV voltage level, using the transmission system
of wind power projects | Decision 262/QD -TTg
district | 123.4 | 2025 -2030 | Connection at 110 kV voltage level, using the transmission system
of wind power projects | Decision 262/QD -TTg
Lam Dong Province | 216.9
1 Cau Dat Wind Power Plant | 68.9 2023 -2030 | Decision 262/QD -TTg
2 Duc Trong Wind Power Plant | 50 2025 -2030 | Decision 262/QD -TTg
3 Xuan Truong 1 Wind Power Plant | 50 2025 -2030 | Connecting Xuan Truong 1 Thermal Power Plant to Xuan Truong
2 Thermal Power Plant | Decision 1682/QD -TTg,
location
4 Xuan Truong 2 Wind Power Plant | 48 2025 -2030 | 110 kV line is connected to the 110 kV Da Nhim - Don Duong
63 MVA | Decision 1682/QD -TTg,
location
Ba Ria - Vung Tau Province | 103
Vung Tau Phase 1 | 103 2025 -2030 | 110 kV line connected to 110 kV Ho Tram substation | Decision 262/QD -TTg
Ben Tre Province | 605.8
2,3,4) | 85.8 2023 -2030 | Decis ion 262/QD -TTg
2 Nexif | Ben Tre Wind Power Plant
Phase 2, 3 | 50 2025 -2030 | Decision 1682/QD -TTg
3 Thanh Phu Wind Power Plant | 120 2025 -2030 | 110kV Thanh Phu Power Plant Line - 110kV Binh Thanh Decision 1682/QD -TTg
Switching Station - 110kV Binh Thanh
4 Bao Thanh Wind Power Plant | 50 2025 -2030 | Decision 262/QD -TTg
5 Wind Power Plant No. 19 Ben Tre | 50 2025 -2030 | Construction of Binh Dai 220kV substation with scale of
circuit transmission line | Decision 262/QD -TTg
6 Wind Power Plant No. 20 Ben Tre | 50 2025 -2030 | Connect to 63MVA transformer at 220kV Binh Dai substation
line Binh Dai - Ben Tre. | Decision 262/QD -TTg
7 Hai Phong Wind Power Plant | 200 2025 -2030 | Decision 1682/QD -TTg
Bac Lieu Province | 817
1 Japan - Bac Lieu | Wind Power Plant | 50 2025 -2030 | Decision 262/QD -TTg
2 Bac Lieu Wind Power Plant Phase III | 141 2025 -2030 | Decision 262/QD -TTg
3 Hoa Binh 3 Wind Power Plant | 50 2025 -2030 | 110kV line connecting from Hoa Binh 3 Power Plant Substation to
Hoa Binh 220kV substation or connecting to Hoa | Binh 2 Power
Plant 110kV substation | Decision | 262/QD -TTg
4 Hoa Binh 2 -1 Wind Power Plant | 50 2025 -2030 | 110kV line connecting from Hoa Binh 2 -1 power plant substation
to Hoa Binh 220kV substation or connecting to Hoa | Binh 2 power
plant 110kV substation | Decision 262/QD -TTg
5 Hoa Binh 4 Wind Power Plan t 50 2025 -2030 | 110kV line connecting from Hoa Binh 4 Power Plant Substation to
Hoa Binh 220kV substation or connecting to Hoa | Binh 1 Power
Plant 110kV substation | Decision 262/QD -TTg
6 Hoa Binh 6 Wind Power Plant | 40 2025 -2030 | 220kV Line Hoa Binh 6 Power Pl ant - Kosy Bac Lieu Power Plant
(phase 1) or connected to Hoa Binh 220kV Substation | Decision 262/QD -TTg
7 Hoa Binh 8 Wind Power Plant | 50 2025 -2030 | 110kV line connects from Hoa Binh 8 Power Plant Substation to
Hoa Binh 220kV station or connects on Hoa Binh | - Bac Lieu
110kV line. | Decision 262/QD -TTg
8 Hoa Binh 5.1 | Wind Power Plant | 80 2025 -2030 | 220kV line connecting from Hoa Binh 5.1 Power Plant Substation
Binh 5 Power Plant 220kV Power Plant Subs tation (phase 1) | Decision 262/QD -TTg
3 50 2025 -2030 | Connect to TC110kV Hoa Binh 2 switching station of Dong Hai 1
switching station to Dong Hai - Hoa Binh | 110kV line) or 110kV Decision 262/QD -TTg
to Gia Rai 220kV station
10 Dong Hai 6 Wind Power Plant | 30 2025 -2030 | Connection from Dong Hai 6 Power Plant to Hoa Binh 220kV
Substation | Decision 26 2/QD -TTg
11 Dong Hai 5 Wind Power Plant | 36 2025 -2030 | Connecting to Hoa Binh 220kV substation using the same
connection line with Dong Hai 6 wind power plant | Decision 262/QD -TTg
12 An Phuc Dong Hai Wind Power Plant | 40 2025 -2030 | Connecting to Hoa | Binh 220k V substation using the same
connection line with Dong Hai 6 wind power plant | Decision 262/QD -TTg
13 Dong Hai 13 Wind Power Plant | 100 2025 -2030 | 220kV transmission line connecting from Dong Hai 13 power
plant to Gia Rai 220kV substation | Decision 262/QD -TTg
1 50 2025 -2030 | 110kV line connected from Dong Hai 3 Power Plant Substation -
Phase 1 to 110kV Dong Hai 110kV Substation | Decision 262/QD -TTg
Tien Giang Province | 200
1 Tan Thanh Wind Power Plant | 100 2025 -2030 | 110kV Tan Thanh Wind Power Station - Tan Phu Dong 2 Wind
station | Decision 262/QD -TTg
2 Tan Phu Dong 1 Wind Power Plant | 100 2023 -2030 | Decision 262/QD -TTg
Tra Vinh Province | 632.5
remaining part s) 64.5 2023 -2030 | Decision 262/QD -TTg.
12.8 MW in operation
2 Dong Thanh 1 Wind Power Plant | 80 2025 -2030 | 220 kV transmission line connecting Dong Thanh 1 transmission
3 Dong Thanh 2 Wind Power Plant | 120 2025 -2030 | Grouped with Dong Thanh 1 | Decision 262/QD -TTg
4 Thang Long Wind Power Plant | 96 2025 -2030 | 220kV single circuit line connected to 220kV Duyen Hai
substation | Decision 262/QD -TTg
5 Dong Hai | 3 Wind Power Plant
(location V3 -3) 48 2025 -2030 | 220kV single circuit line connecting 220kV substation V3 -3 to
220kV substation Dong Thanh 1 | Decision 262/QD -TTg
phase 2 | 80 2025 -2030 | 110kV double circuit line connecting 110 kV substation VI -5 and
7 Duyen Hai 2 Wind Power Plant | 96 2025 -2030 | 220kV line connected to 220kV busbar of 220kV Duyen Hai
substation | Decision 262/QD -TTg
V3-8) 48 2025 -2030 | 220kV single circuit line connects 220kV transformer station V3 -8
Soc Trang Province | 1143.4
1 Lac Hoa 2 Wind Power Plant | 123.6 | Decision 262/QD -TTg
2 Wind Power Plant No. 7 - Phase 2 | 90 2025 -2030 | Decision 1682/QD -TTg
3 Wind Power Plant No. 11 | 100.8 | 2025 -2030 | Decision 262/QD -TTg
4 Tran De Wind Power Plant | 50 2025 -2030 | Decision 262/QD -TTg
5 Song Hau Wind Power Plant | 50 2025 -2030 | Decision 262/QD -TTg
6 BCG Soc Trang 1 Wind Power Plant | 50 2025 -2030 | Decision 262/QD -TTg
Plant Cluster | 200 2025 -2030 | Decision 1682/QD -TTg
8 Soc Trang 4 | Wind Power Plant | 350 2025 -2030 | Decision 1682/QD -TTg
Vinh Hai commune, Vinh Chau town | 129 2025 -2030 | 220kV double circuit line connected from 220kV substation of the
project to 220kV busbar of 220kV Vinh Chau substation | Decision 1682/QD -TTg
An Giang Province | 50 2025 -2030
1 JR An Giang Wind Power Plant | 50 2025 -2030 | Decision 262/QD -TTg
Ca Mau Province | 860
1 Vien An Wind Power Plant | 50 2023 -2030 | 110kV single circuit line, 110kV substation, Vien An power plant
- 110kV Rach Goc substation | Decision 262/QD -TTg
2 Ca Mau 1A Win d Power Plant | 88 2023 -2030 | Decision 262/QD -TTg
3 Ca Mau 1B Wind Power Plant | 88 2023 -2030 | Decision 262/QD -TTg
Area - Ca Mau Phase 1 | 100 2025 -2030 | 110kV double circuit transmission line 110kV transformer station
station Khai Long phase 2 | Decision 262/QD -TTg
5 An Dong 1 Wind Power Plant | 50 2025 -2030 | 110kV double circuit line, 110kV An Dong 1 power plant
110kV Rach Goc substation | Decision 262/QD -TTg
6 Khanh Binh Tay Wind Power Plant | 50 2025 -2030 | 110kV double circuit line 110kV transformer station Khanh Binh
Tay power plant - 110kV transformer station Tran Van Thoi | Decision 262/QD -TTg
7 Khai Long W ind Power Plant Phase 2 | 100 2025 -2030 | 110kV double circuit line, 110kV transformer station, Khai Long
power plant phase 2 - 220kV transformer station, Nam Can | Decision 262/QD -TTg
8 Ca Mau 1C Wind Power Plant | 88 2025 -2030 | Decision 262/QD -TTg
9 Ca Mau 1D Wind Power Plant | 86 2025 -2030 | Decision 262/QD -TTg
10 Khai Long Wind Power Plant Phase 3 | 100 2025 -2030 | 110kV transformer station of Khai Long power plant phase 2,
line of Khai Long power plant | phase 2 | Decision 262/QD -TTg
11 Vien An Dong Wind Power Plant | 60 2025 -2030 | 110kV double circuit line 110kV transformer station Vien An
plant | Decision 1682/QD -TTg
Hau Giang Province | 100
1 Long My 1 Wind Power Plant | 100 2023 -2030 | Decision 262/QD -TTg
Kien Giang Province | 137
1 Hon Dat 1 Wind Power Plant | 77 2025 -2030 | 220 kV Line of Hon Dat 1 Power Plant - Rach Gia Branch - Kien Decision 262/QD -TTg
Binh
2 Kien Luong 1 Wind Power Plant | 60 2025-2030 | Decision 262/QD -TTg

## Table_13_List_of_onshore_and_ne
0 | 1 | 2 | 3
to localities in each phase
No. Project | Expected
capacity (MW) | Connection plan
List of additional allocated projects to be put into operation in the 2025 -2030 period
Dien Bien Province | 779
Plant | 175 220kV single circuit transmission line connecting
220kV Dien Bien Substation
2 Envision | Nam Po 2 | Wind
Power Plant | 150 Transition connection on 220kV Nam Po - Lai Chau
line to 500kV Lai Chau substation
3 Muong Ang Wind Power Plant | 108 110kV single circuit line connecting from 110kV
Bien substation
Plant (Phase 1) | 126 220kV double circuit transmission line, forward
Dien Bien substation to 500kV substation
5 Tia Dinh Wind Power Plant | 120 220kV single circuit transmission line connecting
(Phase 1)
6 Muong Cha Wind Power Plant | 50 110kV line is connected to the 110kV Tuan Giao line
- 500kV La i Chau substation
Plant | 50 110kV line is connected to the 110kV line of Song Ma
3 substation - 110kV Dien Bien Dong substation
Bac Kan Province | 266
1 Huong Ne Wind Power Plant | 100 Construction of 110kV double circuit transm ission
1x125MVA
2 Thuong Quan | Wind Power
Plant | 100 Construction of 110kV double circuit transmission
of 1x125MVA
3 Yen Ha Wind Power Plant | 66 Construction of 220kV single circuit transmission line
capacity of 1x75MVA
Yen Bai Province | 160
1 Tram Tau Wind Power | 60 110 kV single -circuit line, conne cting from 110kV
compartment of 220kV Nghia Lo transformer station.
2 Tram Tau 1 Wind Power | 100 220 kV single -circuit line connecting from 220kV
substation.
Quang Ninh Province | 300
1 - Phase 2 | 100 220kV double circuit line to 220kV Quang Ninh 1
station
2 Wind power plants | in Binh
Lieu and Tien Yen districts | 100 220kV double circuit transmission line to 220kV Hai
transmission line to 220kV Cong Hoa station
substation
Son La Province | 503
1 Mai Son Wind Power | 128 Transition connection on 220kV line from 220kV Son
La substation - 500kV Son La substation
2 Tay Phu Yen Wind Power | 100 Transition connection on 220kV Son La - Viet Tri line
3 Muong Sam Wind Power | 150 220kV line connected to 220kV Song Ma substation
4 Bac Yen 1 Wind Power | 125 Construction of 220kV double circuit line, transition
connection on 220kV Son La - Viet Tri line
Thanh Hoa Province | 245
1 Thai Hai Hung Wind Power | 30 220kV double circuit line connecting Thai Hai Hung
Wind Power Project to Sam Son 220kV Substation
2 Hoang Hoa | Wind Power Plant | 115 220kV transmission line from 220kV project
substation to 220kV Hau Loc substation
3 Nghi Son 1 Wind Power Plant | 50 Connect to existing 220kV/110kV grid
4 Nghi Son 2 Wind Power Plant | 50 Connect to existing 220kV/110kV grid
Nghe An Province | 200
Phase 2 | 130 Shared infrastructure of 220kV Do Luong - Hung
Dong connection line (built in phase 1 of the | project)
2 Quynh Lap 2 Wind Power | 70 110kV single circuit transmission line of Quynh Lap 2
transformer station
Ha Tinh Province | 1604.5
Plant | 49.5 220kV single circuit line connected to D T2 power
plant
Plant | 498 500kV double circuit transmission line transit
transmission line
3 Ky Ninh - Ha Tinh | Wind
Power Plant | 198 220kV double circuit transmission line transit
transmission line
4 Ho Da Cat Wind Power Plant | 40 220kV double circuit transmission line transit
transmission line
Phase 2 | 60 220kV single circuit line co nnecting Ky Khang Power
Plant phase 1
- Phase 2 (nearshore section) | 84 Sharing investment in construction with 220kV
220kV Vung Ang - Ha Tinh transmission line
7 Ky Anh W ind Power Plant | 400 500kV double circuit line transit connecti on to 500kV
circuit 3 line
8 Ky Anh 1 Wind Power Plant | 65 220kV double circuit transmission line transit
transmission line
9 Ky Anh 2 Wind Power Plant | 50 220kV double circuit transmission line transit
transmission line
10 Ky Anh 3 Wind Power Plant | 50 110kV single circuit line connected to 110kV busbar
of 220kV substation Ky Anh 1 Wind Power Plant
11 Ky Anh 4 Wind Po wer Plant | 60 220kV double circuit line, transit connection to 220kV
Ha Tinh - Vung Ang line
Plant Expansion | 50 220kV single circuit line connected to DT3 power
plant
Quang Binh Province | 997.5
wind power) | 120 220kV double circuit transmission line Ngu Thuy Bac
Quang Binh subst ation 1
Plant (nearshore wind power) | 120 220 kV single circuit line connected to 220kV busbar
of 220kV Ba Don substation
Power) | Dong Hoi substation or 22 0kV double circuit
220kV Quang Binh substation 2
Power) | 120 Forward connection to the 220kV Dong Hoi - Dong
Dong Hoi - Dong Ha line, ci rcuit 2
Plant (Nearshore Wind Power) | 120 Construction of 35/500kV substation with total
power plant
Plant | 70 Connected to Tuyen Hoa 110kV substation, single
circuit
7 Quang Binh 2 Wind Farm | 70 Transition connection on 220kV Ba Don - Formosa
Power Plant
Thanh Son 2) | 60 Transition connection on 220kV Dong Hoi - Ba Don -
Formosa line
9 Phu Dinh Wind Power Plant | 69 110kV single circuit transmission line from 110kV
Dong Hoi station
10 Le Thuy 3 Wind Power Plant | 110.5 | 220kV double -circuit transmission line from Le Thuy
substat ion in Le Thuy district area.
Phase 3 - increasing capacity | 20 220kV double -circuit transmission line from Le Thuy
Le Thuy district, Quang Ninh
Quang Tri Province | 493.4
parts) 12 Common connection of SCI Tan Thanh NMDG
substation
3 Tan Hop 1 50 Connect to 110 kV Tan Hop Power Plant Substation
4 Expanded Phong Lieu | 35 Connect to 220kV Huong Tan Substation
5 AMACCAO - Quang Tri 2 | 48 220kV Amaccao Quang Tri 2 Line - Amaccao | Quang
6 Phuc Thanh An Quang Tri | 48 Connect to 220kV Huong Tan Substation
substation
level) | 25 Connect to 220kV busbar of 220kV SCI Tan Thanh
substation by single circuit line
9 Quang Tri Win 5 | 48 Construction of medium voltage lines connected to
Tri Win 5 -6 - 125 MVA
10 Quang Tri Win 6 | 48 XDM 220 kV Quang Tri TBA Win 5 -6 - 125 MVA;
XDM 220 kV single circuit | transmission line
220 kV substation (Huong Hoa)
11 Phuc Thanh An Vinh | Phuc | 30 Connect to 220 kV Huong Tan substation
parts ) substation of Tai Tam power plant
substation of Tai Tam power plant
14 Cam Lo 1 36 220 kV Cam Lo 1 - Dong Ha Power Plant
15 Licogi 16 - Quang Tri | 30 220 kV Line Licogi | 16 - Quang Tri - Lao Bao
Kon Tum Province | 430.75
compartment of 500kV Kon Ray substation
Tum (phase 2) | 96 Connect to 220kV transformer station of Charging Ly
Tum
3 Kon Plong | Wind Power | 103.5 | Kon Plong 35/220kV step -up transformer station,
hydropower line
4 Dak To Re Wind Power | 81.25 | Forward connection to 110kV Kon Tum - Kon Plong
Kon Ray substation
Gia Lai Province | 849
1 Chu Se Wind | Power Plant -
Envision | 40 Transition connection on 01 circuit of 220kV Chu Se -
Krong Buk line (circuit 2)
2 | La Blu 1 Wind | Power Plant
(Phase 2) | 42 Connecting Ia Blu 1 Power Plant (Phase 2) to 220kV
Ia Blu 1 Power Plant Substation
3 Chu Pưh 1.1 Wind | Power Plant | 45 Construction of 220 kV transformer station of Chu
plant
4 Chu Wind | Power Plant | Pưh 1
station of Chu Puh 1.1 power plant
5 TNE 1 Wind | Power Plant | 45 Construction of 220 kV lifting substation of TNE 1
TNE 1 power plant
6 TNE 2 Wind | Power Plant | 45 Install a new 33/220kV transformer, capacity | 63MVA
voltage lines connecting to TNE 2 power plant.
7 TNE 3 Wind | Power Plant | 45 Install a new 33/220kV transformer, capacity 63MVA
connect to TNE 3 power plant. | Medium voltage line
connecting TNE 3 power plant
8 Xa Trang | Wind | Power Plant
(Phase 2) | 100 Connecting by 220kV line to 500kV Pleiku 3
substation
9 Bo Ngoong Wind | Power Plant | 100 Connecting by 220kV line to 500kV Pleiku 3
substation
10 Thang Hung Wind | Power Plant
substation
11 Phu My Wind | Power Plant
(Phase 2) | 38 Connected by 220kV line from Phu My Power Plant
shared to 500kV Pleiku 3 substation
12 An Thanh Gia Lai Wind | Power
Plant | 40 Connection by 220kV line An Thanh Gia Lai Power
13 La Dreng 1 – Chu Puh Wind
Power Plant | 40 Connected by single circuit 220kV transmission line
station
14 La Hla Wind | Power Plant | 40 Connected by 22 0kV single circuit line to 500kV
15 La Blu 1 - Chu Puh Wind
Power Plant | 40 Connect by 220kV line to Nhon Hoa 500kV
substation (in case Ia | Blu 500kV substation changes
16 La Blu 2 - Chu Puh | Wind
Power Plant | 40 Connect by 220kV line to Nhon Hoa 500kV
to this station)
17 Hoang An Wind | Power Plant
(Phase 2) | 28 Connection by 220kV line from Hoang An Power
Plant to 500kV Pleiku 3 Substation
18 Chu Se 1 Wind | Power Plant
(Phase 2) | 38 Connection by 220kV line from Chu Se 1 power plant
to Chu Se 220kV substation
Dak Lak Province | 985
1 Krong Ana 1 Wind Power Plant | 160 220kV single circuit transmission line from 220kV
220kV Krong Ana substation (Cu Kuin)
Phase II; | 100 220kV line connected to 220kV Krong Buk substation
Plant | 95 220kV double circuit transmission line, forward
transmission line
Phase 1 | 100 220kV double circuit transmission line, forward
transmis sion line
5 Ea Sin 2 Wind Power Plant | 250 220kV double circuit line connected to 500kV Ea
Nam Power Plant Substation
Plant, Phase 1 | 100 220kV double circuit transmission line, forward
Krong Buk - Krong Buk
7 HLP Krong Nang Wind Power | 50 Connection at 110kV busbar of 110kV transformer
station HLP Ea HLeo 1
Phase 1 | 50 220kV single circuit transmission line from Chu Kbo
power plant connects to 500kV | substation of Ea Nam
power plant
Power Plant Project, Phase 1 | 80 110kV single circuit transmission line from 110kV
Krong Buk substation
Binh Dinh Province | 1233
Phase I | 750 220kV double -circuit transmission line from 220kV
(HT1B area) to 220kV Nhon H oi substation
2 Vinh Thuan Wind | Power Plant | 143 110kV double circuit line from 110kV substation of
110kV substation of Don Pho
3 Van Canh 1 Wind Power Plant | 160 220kV 4 -circuit transmission line from 220kV V an
substation
4 Van Canh 2 Wind Power Plant | 180 220kV single circuit line from 220kV Van Canh 2
substation connecte d to 220kV TC of 220kV | Van
Canh 1 substation
Phu Yen Province | 300
Project Phase 2 | 38 220kV single circuit transmission line from 220kV
220kV substation of Song Cau 1 power plant
Project Phase 1 | 50 Connected to Song Cau 220kV substation, single
circuit 220kV line
3 Son Long Wind Power Project | 50 110kV line connected to Phu Hoa 110kV substation
4 EaBar Wind Power Project | 50 220 kV line connected to 220 kV Kr ong Buk - Song
Ba Ha line
Project Phase 2 | 18 Construction of 220 kV Son Hoa | MĐG station and
kV Tuy Hoa substation
6 VICO wind power project | 44 Connect to Tuy Hoa 220kV substation, 220kV line
Project | 50 Connected to 220kV Song Cau substation, 110kV
single circuit line
Khanh Hoa Province | 200
Power Plant | 100 220 kV line with 02 transitional connection circuits on
the 220 kV Nha Trang - Thap Cham circuit
Plant | 100 Connect to 2 circuits of 220 kV Nha Tr ang - Thap
Cham line
Ninh Thuan Province | 1039
1 Tri Hai Wind Power (Phase 2) | 39.5 Transition connection on 220kV Nha Trang – Thap
Cham line, circuit 2 from phase 1
2 Bac Son Wind Power | 60.5 220kV line from Bac Son power plant is connected to
the 220kV | line Nha Trang - Thap Cham circuit 2
3 Nui Mot Lake Wind Power | 50 35(22) kV 6 -circuit line from the Factory to the
of Nui Mot 2 reservoir to (100+125 ) MVA
Expansion | 120 Connect to 220kV transformer station of BIM power
BIM power plant - Quan The switching station
5 | V2 wind power plant | -
Expanded | 769 220kV double circuit Phuoc Dinh sea power line -
500kV Thuan Nam substation
Binh Thuan Province | 242
1 Wind power plant | near-shore
Binh | 100 Connected to 220 kV grid near project area
2 Wind power plant | in coastal
Gi town | 142 Connected to 220 kV gr id near project area
Lam Dong Province | 200
Phase 2 | 200 Construction of 22/220kV step -up transformer,
Da Nhim substation.
Ba Ria - Vung Tau Province | 100
1 Xuyen Moc | nearshore wind
power plant phase 3 | 100 110 kV line connected to TC110kV of Phuoc Thuan
220 kV substation
Ben Tre Province | 500
1 Ba Tri district | wind | power
plant | 50 110kV Ba Tri District Power Plant - 220kV Binh Dai
2 Binh Dai 1 District | wind
power plant | 50 110kV Binh Dai District Power Plant 1 - 220kV Binh
plant | 50 110kV Binh Dai 2 Power Plant - 220kV Binh Dai
plant | 100 110kV Binh Dai 3 Power Plant - 220kV Binh Dai
5 Thanh Phu 1 wind power plant | 125 110kV Thanh Phu 1 Power Plant - 220kV Thanh Phu
6 Thanh Phu 2 wind power plant | 75 110kV Thanh Phu 2 Power Plant - 220kV Thanh Phu
7 Thanh Phu 3 wind power plant | 50 110kV Thanh Phu 3 Power Plant - 220kV Thanh Phu
Bac Lieu Province | 270
Phase 4 | 50 220 kV transmission line connecting from Dong Hai 1
13 Power Plant
Phase 2 | 70 Connected to Gia Rai 220 kV station, sharing the
connection line with Dong Hai 13 wind power plant
- Phase 2 | 50 Installation of transformer of Do ng Hai 3 wind power
plant phase 2 in 110 kV station
Phase 2 | 100 220 kV line connecting from Hoa Binh 6 Power Plant
- Phase 2 to Hoa Binh 220 kV Substation
Tien Giang Province | 100
1 Tan Thanh 2 Wind Power | 100 220 kV line | connected to 220 kV Go Cong substation
Tra Vinh Province | 1402
1 Wind Power Plant Project | No.
3 (position V3 -8) - Expansion | 160 Install and expand 2 more 2x90MVA transformers at
of Power Plant No. 3
(Location V3 -3) to Duyen Hai 500kV S ubstation
4 V3-5 Wind Po wer Plant Project | 120 New construction of 220kV transformer station V3 -5
5 V3-7 Wind Power Plant Project | 329 New constru ction of 220kV transformer station V3 -7
from Duyen Hai - Tra Vinh power plant
6 Dong Hai 4 Wind Power Plant | 148 Transition connection on 220kV Dong Hai 3 - Dong
Thanh 1 line
7 V3-2 Wind Power Plant | 250 Construction of 220kV transformer station V3 -2 and
220kV Do ng Hai 3 station
Soc Trang Province | 988
1 Vinh Hai 1 Wind Power | 400 220kV transmission line from 220kV Vinh Hai
129MW).
2 Vinh Hai 2 Wind Power | 270 220kV transmission line from 220kV substation of the
project to 220kV Tran De substation
3 Lac Hoa 3 Wind Power | 50 Taking advantage of existing infrastructure,
GDI power plant, installing additional transformers
4 My Thanh Wind Power | 68 Constructing a new 110kV substation of the project.
Park 110kV substation
5 Vinh Tan Wind Power | 200 Taking advantage of existing infrastructure,
additional transformers
An Giang Pro vince | 50
1 An Giang | 2 wind power plant | 50 110kV single circuit line connected to 110kV
transformer station of An Giang 1 power plant
Ca Mau Province | 387
Power Plant | 100 110kV double circuit line, Ngoc Hien - Vien An
power plant
Wind Power Plant | 100 110kV double circuit line of Ngoc Hien - Tam Giang
substation
Power Plant | 60 110kV single circuit 110KV transformer station Ngoc
station
4 Ngoc Hien Wind - Dat Mui
wind power plant | 67 1 10 kV double circuit transformer station 1 10 kV
NMĐG | Ngoc Hien - Dat Mui - 220kV Substation
Vien An Power Plant
Power Plant | 60 110kV double circuit line, Ngoc Hien – Tan An | 1
power plant substation - 220kV Ca Mau 3 substation
Hau Giang Province | 100
1 Sao Mai 1 wind power plant | 100 110kV single circuit transmission line tr ansit
transmission line
Kien Giang Province | 171
district (II) | 43 Transition connection on 220kV Rach Gia 2 - Kien
Binh line.
Plant | 65.6 110kV transmission l ine connected to 110kV
substation of Kien Luong 1 wind power plant
3 An Bien , An Minh | Wind Power
Plant | 62.4 Transition connection to 110kV An Bien - Lai Son
Hue City | 100
1 Phong Dien Wind Power Plant | 100 220kV double circuit transmission line fro m 220kV
Dien substation
Khanh Hoa Province | 200
Power Plant | 100 220 kV line 02 connecting circuit from 220 kV station
Nha Trang - Thap Cham circuit
Plant | 100 Connect to 2 circuits of 220 kV Nha Trang - Thap
Cham line
Quang Nam Province | 100
Power Project | 100 110kV line 10.5 km long connected from 22/110kV
lifting substation to 22 0kV Tam Ky substation
Long An Province | 73
- Phase 1 | 73 110kV double circuit Chau Thanh line - 110kV Tam
Vu 2 station
List of additional allocated projects to be put into operation in the 2031 -2035 period
Kon Tum | 100
compartment of 500kV Kon Ray substation
Gia Lai | 2039.5
1 Ia Phang 1 wind power plant | 100 Connected by 220kV double circuit transmission line
220kV transmission line of Chu Se - Krong Pa
2 TNE 3A wind power plant | 49.5 Installing a new 33/220kV tra nsformer with a capacity
Power Plant to connect to TNE3A Power Plant.
Prong line - 500kV Nhon Hoa substation
3 TNE5 wind power plant | 49.5 Installing a new 33/220kV transformer with a capacity
of 63MVA at the 220kV booster station of | TNE 1
power plant to connect to TNE5 power plant.
4 Ia Rong 1 wind power plant | 49.5 Construction of 33/220kV step -up transformer station
Step-up Substation
5 Ia Rong 2 wind power plant | 49.5 Installing a new 33/220kV transformer with a capacity
Power Plant to conn ect to Ia Rong 2 Power Plant.
6 Ia Rong 3 wind power plant | 49.5 Installing a new 33/220kV transformer with a capacity
Power Plant to connect to Ia Rong 3 Power Plant.
7 Ia Rong 3A wind power plant | 49.5 Installing a new 33/220kV transformer with a capacity
Power Plant to connect to Ia Rong 3A Power Plant.
8 Ia Ko 3 wind power plant | 49.5 Installing a new 01 33/220kV transformer, capacity
power plant to connect to Ia Ko 3 power plant
9 Ia Ko 3A wind power plant | 49.5 Installing a new 01 33/220kV transformer, capacity
10 Xa Trang wind power plant
(Phase 3) | 100 Connection by 220kV line, Xa | Trang power plant –
500kV Pleiku 3 substation
11 Bo Ngoong wind power plant
(GD2) | 115 Connected by 220kV double circuit transmission line
transformer station
Ia Tor power plant | transformer station to 110kV
transformer station
plant | 50 Connect by 220kV line to Nhon Hoa 500k V
to this station)
14 Ia Blu 2 | - Chu Puh | wind power
plant | 50 Connect by 220kV line to Nhon Hoa 500kV
substation (in case Ia | Blu 500kV substation ch anges
to this station)
power plant | (Phase 2) | 150 Connected by 220kV double circuit transmission line
from 22/220kV Ia Boong - Chu Prong Power Plant
(Phase 2) to 220kV busb ar of 500kV Pleiku 2 station
16 Phuoc Son wind power plant | 50 Connection by 220kV line, single circuit from
Phu My power plant
plant | 49.5 Connecting Yang Trung 2 Power Plant with a single -
step-up transformer station of Cho Long Power Plant
18 | H'Bong 1 - Chu Se wind power
plant | 50 Connected by 220kV double circuit line from
transferred on 220kV Chu Se - 220kV Krong Pa line
wind project cluster | 300 500 kV double circuit line from 500k V Mang Yang
220kV Mang Yang 2 power plant
20 Gia Lai Wind Power Plant | 49 Connected by 220kV line to 500kV Pleiku 3 station
Plant | 40 Connected by 220kV double circuit line from
Chu Prong - 500kV Pleiku 2
Plant | 40 Connection by 220kV line An Thanh Gia Lai Power
Pleiku 2 - An Khe
23 Ia Le 3 wind power plant | 50 Connection by 220kV double circuit transmission
Pleiku 2 - Krong Buk transmission line
24 HE Gia Lai wind power plant | 100 Connected by single circuit 220kV line from
220kV Chu Se transformer station
25 Tay Ho - Chu Prong Wind
Power Plant | 50 110kV single circuit transmission line from Tay Ho -
of Mountainous Development Power Plant
26 Dak Jo Ta wind power plant | I 50 The 220kV double -circuit transmission line from the
An Khe power plant line.
27 Ayun Wind Power Plant | 50 The 220kV double -circuit transmission line from the
An Khe power plant line.
(from 50 to 100MW) | 50 Instal l 01 more 22(35)/110kV -63MVA transformer at
110kV substation HBRE Gia Lai Wind P ower Plant
power plant clusters | 100 Construction of a 220kV single -circuit transmission
Khe transformer station
Dak La k 945
1 Krong Ana 2 Wind Power Plant | 160 220kV single circuit transmission line from 220kV
Ana transformer station (Cu Kuin)
Phase III; | 150 Use of common transmission infr astructure of phase 2
Phase 2 | 100 Use of common transmission infrastructure of phase 1
Plant, Phase 2 | 105 Use of common transmission infrastructure of phase 1
Plant, Phase 2 | 100 Use of common transmission infrastructure of phase 1
Plant Cluster | 100 Connecting to the 220kV busbar of the 220kV AMI
220kV line
Power Plant | 100 220kV four -circuit transmission line from 220kV
station to 220kV Buon Kuop Power Plant
8 Ea Hleo RWP Wind Power | 80 220kV double circuit transmission line connected to
Thanh Phong - Pleiku 2 power plant line
9 HLP Ea H leo 1 Wind Power | 50 220kV double circuit transmission line, forward
transmission line
Tra Vinh | 400
Expansion Project | 170 New construction of 220kV transformer station for
Duyen Hai coastal wind power plant
Project (Phase 2) | 100 Installing a step -up transformer at Thang Long Tra
Tra Vinh Power Plant line
Expansion Project | 130 Transition connection to 220kV substation Duyen Hai
substation
Ca Mau | 942
Wind Power Plant | 100 110kV double -circuit transmission line, 110kV
substation, Ngoc Hien - Vien An | Dong power plant,
plant
Power Plant | 150 110kV double circuit line Ngoc Hien Tan An 2 Power
Plant - 220kV Ca Mau 3 Substation
Power Plant | 142 110kV double circuit line Ngoc Hien - Tan An 3
power plan t - 220kV Ca Mau 3 substation
Wind Power Plant | 200 110kV double circuit line Ngoc Hien - Tam Giang
Tay 1 power plant - 220k V Ca Mau 3 substation
Wind Power Plant | 100 110kV double circuit transmissi on line of Nam Can -
substation
6 Ngoc Hien - Dat Mui 1 | Wind
Power Plant | 50 110kV double circuit line, Ngoc Hien - Dat Mui 1
power plant substation
Power Plant | 100 110kV double circuit line Ngoc Hien - Khai Long 4
Vien An power plant
8 Tran Van Thoi - Phong Dien | 50 110kV double circuit transmission line 110kV
Wind Power Plant | transformer station Tran Van Thoi - Phong Dien -
110kV Song Doc transformer station
Power Plant | 50 110kV double circuit transmission line U Minh -
Khanh Tien power plant - 110kV U | Minh substation
Bac Lieu | 351
1 Hoa Binh 9 Wind Power Plant | 200 220 kV line connecting from Hoa | Binh 9 Power Plant
to Hoa Binh 220 kV Substation
Power Plant (Phase 1) | 151 220 kV line connecting from Hoa Binh - Dong Hai 1
Power Plant to Hoa Binh 9 220 kV Substation
Tien Giang | 226
I Tan Thanh 2 Wind Power | 226 Construction of 220 kV transmission line connecting
to 220 kV Go Cong substation

## Table_14_List_of_concentrated_s
0 | 1 | 2 | 3 | 4 | 5 | 6 | 7
No. Project | Expected
capacity
(MW) | Operational phase | Connection plan | Note
An Giang Province | 80
1 An Cu Solar Power Plant | 40 2025 -2030 | No connection plan yet | Resolving
difficulties
2 An Giang | Solar Power Plant | 80 2025 -2030 | No connection plan yet
Ba Ria - Vung Tau Province | 50
1 Phu My Solar Power Project | 50 2025 -2030 | 110kV line connected to existing 110kV substation
Bac Giang Province | 100
1 Yen The Solar Power Plant | 50 2025 -2030 | 110kV single circuit line connecting 110kV ex panded busbar of
110kV Cau Go substation
Re lake | 50 2025 -2030 | 110kV single circuit line connecting 110kV busbar to 110kV Cau
Go substation
Bac Lieu Province | 50
combined with | battery storage system | 50 2025 -2030 | 110kV double -circuit line connecting from An | Phuc Dong Hai
to 110kV compartment of Gia Rai 220kV station.
Ben Tre Province | 50
1 Ben Tre Solar Po wer Plant | 50 2025 -2030 | 110 kV Ben Tre Power Plant - 220 kV Binh Dai
Binh Dinh Province | 500
1 Hoai Duc Solar Power Plant | 50 2025 -2030 | Construction of 110kV double -circuit transmission line from Hoai
the 110kV Hoai Nhon - Phu My transmission line
2 Hoai Thanh Solar Power Plant | 60 2025 -2030 | Construction of 110kV double -circuit transmission line from Hoai
on Hoai Nh on - Tam Quan 110kV transmission line
3 Nui Mot Lake Solar Power Plant | 100 2025 -2030 | Construction of 110kV double -circuit transmission line from the
busbar of the existing Nhon Tan 110kV tran sformer station
Plant | 100 2025 -2030 | Connecting 35kV or 22kV to 220kV Phu My 2 Substation (located
in Phu My Industrial Park)
5 Phu My 2 Industrial Park Solar Power 100 2025 -2030 | Connecting 35kV or 22kV to 220kV Phu My 2 Substation (located
Plant | in Phu My Industrial Park)
6 Binh An | 1 Solar Power Plant | 90 2025 -2030 | Connecting 35kV or 22kV to 220kV Phu My 2 Substation (located
in Phu My Industrial Park)
Binh Duong Province | 50 1200
1 Bau Bang Industrial Pa rk Expansion | 50 2025 -2030 | 22 kV double circuit line
2 Cay Truong Industrial Park | 50 | 2031 -2035 | 22 kV double circuit line
3 Bau Bang 4 Industrial Park | 50 | 2031 -2035 | 22 kV double circuit line
4 Bau Bang 5 Industrial Park | 50 | 2031 -2035 | 22 kV double cir cuit line
5 Dau Tieng 1A Industrial Park | 50 | 2031 -2035 | 22 kV double circuit line
6 Dau Tieng 4 Industrial Park | 50 | 2031 -2035 | 22 kV double circuit line
7 Dau Tieng 5 Industrial Park | 50 | 2031 -2035 | 22 kV double circuit line
8 Bac Tan Uyen 4 Industrial | Park 50 | 2031 -2035 | 22 kV double circuit line
9 Bac Tan Uyen 5 Industrial Park | 50 | 2031 -2035 | 22 kV double circuit line
10 Phu Giao 3 Industrial Park | 50 | 2031 -2035 | 22 kV double circuit line
11 Phu Giao 1 Industrial Park | 50 | 2031 -2035 | 22 kV double circ uit line
12 Binh Duong Riverside ISC | Industrial
Park 50 | 2031 -2035 | 22 kV double circuit line
13 Tan Uyen 3 Industrial Park | 50 | 2031 -2035 | 22 kV double circuit line
14 Long Tan Solar Power Plant | 600 | 2031 -2035 | - Construction of 220kV Substation of Long Tan Solar Power
Plant
Power Plant to Dau Tieng 1A Industrial Park.
Power Plant to connect ion to Dau Tieng 4 Industrial Park.
- Constructing a 220kV single -circuit line from Long Tan Solar
Power Plant to connect ion to Thanh An 1, 2, 3 Industrial Cluster.
Binh Phuoc Province | 708.4 | 3650.2
1 MT1 | Solar Power | 24 2025 -2030 | Connect ing to Hoa Lu 110 kV Substation (or Switching Station
adjacent to Hoa Lu 110 kV Substation) | Resolving
difficulties
Resolution 2 MT2 | Solar Power | 24 2025 -2030 | Connect ing to TC | [Switching Station] | 110 kV | Substation of | MT1
Solar Power Plant
3 Loc Thanh 1 -1 Solar Power | 40 2025 -2030 | Connectin g at 110 kV voltage level to Hoa Lu 110 kV substation | 233/NQ -CP
4 Hai Ly Binh Phuoc Solar Power | 40 2025 -2030 | Connecti ng to Loc Tan 220 kV Switching Station
Phu Mieng hydro power | lake
(150MWp) | 120 2025 -2030 | 110 kV line connecting 110 kV compartment | at 220 kV Binh Long
2 station
(100MWp) | 80 2025 -2030 | Connect ing to the 22kV double -circuit line of the existing Thac
Nong line
(76MWp) | 60.4 2025 -2030 | Connecting to 220kV compartment | at 500kV Chon Thanh
substation
(150MWp) | 120 2025 -2030 | Connect ing to 220kV Dong Binh Phuoc line - Binh Long branch -
aluminum electrolysis branch
Power Plant) 200MWp | 160 2025 -2030 | Cons truction of 220kV Dong Binh Phuoc substation, capacity
aluminum electrolysis line.
(50MWp) | 40 2025 -2030 | Connect ing to the busbar compartment at 220kV of Chon Thanh
500kV substation
(174MWp) | 139.2 | 2031 -2035 | Conne cting to 220kV compartment | at 500KV Chon Thanh
substation
(275 MWp) | 220 | 2031 -2035 | Connect ing to 220kV Binh Long 2 - 500kV Dak Nong line
(200MWp) | 160 | 2031 -2035 | Connect ing to 220kV Don g Binh Phuoc line - Binh Long branch -
aluminum electrolysis branch
Power Plant) 300MWp | 240 | 2031 -2035 | Construction of 220kV Dong Binh Phuoc substation, capacity
electrolysis line
Power Plant Complex (400MWp) | 320 | 2031 -2035 | Tie-in connection of 220kV Binh Long 2 - 500kV Dak Nong line
(350MWp) | 280 | 2031 -2035 | Construction of 110kV step -up station for floating power plant | on
station for floating power plant on Can Don hydro power lake ,
transferring | on 110kV Bu Dop transmission line - Can Don
hydropower
17 Srok Phu | Mieng Lake Solar Power
Plant (Phase 2) (125MWp) | 100 | 2031 -2035 | Connecting to 220kV compartment | at Phuoc Long 220kV station
(300MWp) | 240 | 2031 -2035 | Connect ing to the busbar compartment at 220kV of Chon Thanh
500kV substati on
6,7,9,10,11,12 (1 .000MWp) | 800 | 2031 -2035 | Connect ing to 220kV Loc Ninh - Binh Long 2 line
(55MWp) | 44 | 2031 -2035 | Connect ing to 220kV Loc Ninh - Binh Long 2 line
(55MWp) | 44 | 2031 -2035 | Connect ing to 220kV Loc Ninh - Binh Long 2 line
(500MWp) | 395 | 2031 -2035 | Connect ing to 220kV Loc Ninh - Binh Long 2 line
Plant (180MWp) | 144 | 2031 -2035 | Connect ing to 220kV Loc Ninh - Binh Long 2 line
24 Gianty Solar Power Plant | Alpha
Group 1 (50MWp) | 40 | 2031 -2035 | Connect ing to 220kV Loc Ninh - Binh Long 2 line
25 Gelex 2 Solar Power Plant (210MWp) | 165 | 2031 -2035 | Connect ing to transformer AT2 of 22/220kV Gelex | Binh Phuoc 1
solar power ’s step-up station
(40MWp) | 32 | 2031 -2035 | Connect ing to 220kV Loc Ninh - Binh Long 2 line
(90MWp) | 72 | 2031 -2035 | Connect ing to 220kV Loc Ninh - Binh Long 2 line
(100MWp) | 80 | 2031 -2035 | Connect ing to 220kV Loc Ninh - Binh Long 2 line
29 Fecon Solar Power Plant (48.8MWp) | 39 | 2031 -2035 | Connect ing to 220kV Loc Ninh - Binh Long 2 line
30 50MWp Loc Ninh Solar Power Plant | 40 | 2031 -2035 | Conne cting to 220kV Loc Ninh - Binh Long 2 line
31 Nam La Solar Power Plant (100MWp) | 80 | 2031 -2035 | Connect ing to 220kV Loc Ninh - Binh Long 2 line
Plant (100MWp) | 80 | 2031 -2035 | Connect ing to 220kV Loc Ninh - Binh Long 2 lin e
Binh Thuan Province | 524 266
1 Song Binh Solar Power Plant Project | 200 2025 -2030 | - 110 kV line from the factory connects to the 110 kV line of Dai
Ninh - Phan Ri hydropower.
connection plan supplementing | Song Binh 220 k V station and 220
difficulties
transmission line.
Project | 40 2025 -2030 | 110 kV line connected to Hong Liem 3 Solar Power | Substation
3 Tan Xuan Solar Power Plant Project | 23.61 | 2025 -2030 | 110 kV line connected to 110 kV [Switching Station] , 220 kV
Ham Tan substation
4 Da Mi Solar Power Project Phase 2 | 70 2025 -2030 | Using the transmission system of Da Mi Hydropower Plant
(existing)
Phase 1 | 100 2025 -2030 | Using the transmission system of Ham Thuan Hydropower Plant
(existing)
Project/Integrated Battery Storage | 40 2025 -2030 | 220kV double -circuit transmission line, tie-in connection on 1
substation | Battery storage
Project | 110 2025 -2030 | New construction of 22/110kV VH6.2 substation; New
line - Transit 1 circuit 220kV Vinh Tan - Phan Ri transmission line
Project / Integrated battery storage | 24 2025 -2030 | Installing an additional 01 22/220kV transformer at the 220kV
substation of Hong Phong 7 Solar Power Plant | Battery storage
Project (Phase 1) | 130 2025 -2030 | Propos ing plan for connection | to 220 kV Song Binh substation
connected to 220 kV Vinh Tan - Phan Thiet tr ansmission line.
10 Tan Duc 1 Solar Power Plant Project | 50 2025 -2030 | Connect to 110 kV Ham Tan 2 - Tan Duc line
Phase 2 | 126 | 2031 -2035 | Using the transmission system of Ham Thuan Hydropower Plant
(existing)
12 Da Mi S olar Power Project Phase 3 | 30 | 2031 -2035 | Using the transmission system of Da Mi Hydropower Plant
(existing)
Project (Phase 2) | 70 | 2031 -2035 | Connected to 220 kV Song Binh substation connected to 220 kV
Vinh Tan - Phan Thie t transmission line.
Ca Mau Province
1 Ngoc Hien Solar Power Plant | 50 2026 -2030 | 110kV double circuit line of Ngoc Hien Power Plant - 220kV Nam
Can; expansion of 110kV compartment | of 220kV Nam Can
substation
Da Nang City
Vang | 50 2026 -2030 | 110 kV double circuit line, transit connection to 110 kV line,
outgoing line | 171 Cau Do substation – outgoing line | 171 Da Nang
substation 500
Dak Lak Province | 3010 | 4907
1 KN Srepok 3 | Solar Power | 304 2025 -2030 | New construction of 500kV double circuit transmission line, tie-in
connection on 500kV Pleiku 2 - Chon Thanh transmission line | Resolving
difficulties
233/NQ -CP 2 Ea Sup 1 Solar Power | 40 2025 -2030 | No connection plan yet
3 Ia Lop 1 Solar Power | 40 2025 -2030 | No connection plan yet
hydro power | lake 50 2028 | Construction of new 220kV single circuit transmission line
(existing)
5 Solar power plant | on Buon Kuop 1
hydro power lake | 50 2028 | Construction of 110kV single circuit transmission line connecting
to 110/220kV station of Buôn Kuốp Hydropower Plant (existing)
lake phase 1 | 452 2025 -2030 | - Construction of 220kV double -circuit transmission line
conn ecting to 500kV Krong Buk substation.
- Expanding 02 220kV | compartments | at 500kV Krong Buk
substation.
lake 1,2 | 200 2025 -2030 | Krong Buk Ha 1 (50MW): Construct new 110kV double -circuit
line with tie -in connection | to Ea Kar -Krong Buk 110kV line.
line, circuit 1.
H'nang hydro power | lake 100 2025 -2030 | Construct ion of 220kV double circuit transmission line connecting
line
irrigation lake | 150 2025 -2030 | New construction of 220kV transmission line with 04 circuits
power plant
10 Ea Sup 1 Solar Power Plant | 50 2025 -2030 | New construction of | 110kV single circuit transmission line
connected to the busbar of 110kV Cu Mgar substation
11 Ia Lop 1 Solar Power Plant | 50 2025-2030 | New construction of | 110kV single circuit transmission line
station of Xuan Thien - Ea Sup | solar | power plant
293, Cu M'lan commune | 500 2025 -2030 | 500kV double circuit transmission line with tie -in connection | to
500kV Pleiku 2 -Chon Thanh transmission line
13 Jang Pong 2 Solar Power Plant | 50 2025 -2030 | 110kV single circuit line connecting to existing 110kV Jang Pong
solar power plant substation
04 plants from number 1 to number 4) | 1000 | 2025 -2030 | Construction of 110kV transmission lines connecting to the 110kV
side of the 500kV Xuan Thien - Ea Sup substation; Expansion of
900MVA
medicinal plant cultivat ion, phase 1 | 230 2025 -2030 | New construction of | 220kV single circuit transmission line
connected to 500kV Ea Nam substation
16 Buon Don Solar Power Plant | 48 2025 -2030 | 220kV double circuit transmission line, tie-in connection on
220kV transmission line, Srepok 4A hydropower | - Srepok 4
hydropower
lake phase 2 | 500 | 2031 -2035 | Shared Connection Line in Phase 1
18 Solar power plan t on Ea Sup Ha lake | 150 | 2031 -2035 | Construction of 220kV transmission line connecting to 500kV Cu
Mgar substation
plant | 187 | 2031 -2035 | Connecting 220kV voltage level to 500kV Renewable Energy | 2
collector substation
20 Rung Xanh | Solar Power Plant | 1100 | 2031 -2035 | Construction of 220kV double circuit transmission line connecting
to 500kV Cu Mgar substation
10) 1400 | 2031 -2035 | Construction of 110kV transmission lines connecting to the 110kV
Thanh transmission line (circuit 2)
Medicinal Plant Cultivation, Phase 2 | 220 | 2031 -2035 | Shared Connection Line in Phase 1
23 Cu Kbang | Solar Power Plant Cluster | 500 | 2031 -2035 | Construction of 220kV double circuit transmission line connecting
to 500kV Cu Mgar substation
24 Ea Hleo Solar Power Plant | 50 | 2031 -2035 | Construction of 220kV double circuit transmission line connected
to 220kV Krong Buk - Pleiku 2 transmis sion line
25 Ea Huar Solar Power Plant | 50 | 2031 -2035 | Construction of 110kV single circuit line connecting 110kV
busbar to 110kV Buon Don substation
26 VKSolar Power Plant | -100MWp | 100 | 2031 -2035 | Construction of 110kV double circuit transmission line con necting
to the 110kV Cu M'gar - Buon Don transmission line
27 Ia JLoi Solar Power Plant | 200 | 2031 -2035 | Construction of 220kV single circuit line connecting to 500kV Cu
Mgar substation
28 Ea Bung Solar Power Plant | 450 | 2031 -2035 | Construction of 220kV do uble circuit transmission line connecting
to 500kV Cu Mgar substation
Dak Nong Province | 893
1 KN Buôn Tua Srah | Solar Power | 312 2025 -2030 | Phase 1: Construction of 220 kV Buôn Tua Srah floating solar Resolving
compartmen t at Buôn Tua Srah hydropower plant switch yard;
the 220kV Buôn Kuốp - Buôn Tua Srah - Dak Nong line | difficulties
2 Cu Knia Solar Power | 144 2025 -2030 | Constructing a 22/220 kV step -up transfo rmer at Cu Knia Solar
Power | plant, capacity 160 MVA; Constructing a 220 kV switching
single -circuit 220 kV line from the 22/220 | kV step -up transformer
at Cu Knia | Solar Power | plant to the 220 kV switching station
3 Ea TLinh Solar Power | 76 2025 -2030 | Construction of 22/110kV step -up transformer at Ea Tling solar
transformer at Ea T'ling solar power plant, tie-in connection to
110kV transmission line Buon Kuop - Krong No
4 Xuyen Ha Solar Power | 104 2025 -2030 | Construction of 22/220 kV step -up transformer at Xuyen Ha
transformer at Xuyen Ha power plant, with tie -in connection | to
Hydropower Plant
5 Duc An | 30 2025 -2030 | Tie-in connection on 220 kV Dak Nong - Buon Kuop line
6 Buon Kuop | 87 2025 -2030 | 22/110kV busbar connection of Buon Kuop | floating solar power
plant, Dak Lak province
7 Srepok 3 | 100 2025 -2030 | 22/220kV busbar connection of Srepok 3 floating solar p ower
plant, Dak Lak province
8 Ea Po 1 Solar Power | 40 2025 -2030 | 220kV busbar connection of 220kV Serepok 4 Hydropower
Substation
Dien Bien Province | 850 250
1 Nam Po 1 Solar Power Plant | 150 2025 -2030 | Connecting to 220kV transformer station of Env ision Nam Po
transformer station of Nam Po 1 solar power plant
battery | 200 2025 -2030 | 110kV double circuit line connected to 110kV | [Switching Station]
compartments | at 220kV Dien Bien substation
3 Dien Bien 1 Solar Power Plant | 300 2025 -2030 | Connection to 220kV Dien Bien Station
hydro power | lake 100 2025 -2030 | Constructing new 35/110kV substation, connecting transit to
existing 110kV line of Trung Thu Hydropower Plant
hydropower lake 100 2025 -2030 | Constructing a 110kV substation at Song Ma 3 solar power plan t
of Song Ma 3 substation.
6 Anh Huy Solar Power Project | 50 | 2031 -2035 | Connecting to the 110kV Tuan Giao - Trung Thu grid
7 Rang | Dong Solar Power Plant | 200 | 2031 -2035 | Expected connection of Transit to 220kV line Son La - Dien Bien
Dong Nai Province | 1069 | 3942
1 KN Tri An floating solar power plant | 928 2025 -2030 | Phase 1: Construction of new 110 kV double -circuit transmission
Vinh An substation.
Phase 2: Construct ion of | a new 500 kV double -circuit transmission
line from the 500 kV KN Tri An substation, with tie -in connection
to the 500 kV Song May - Tan Dinh transmissi on line. | Resolving
difficulties
2 Tri An Solar Power | 101 2025 -2030 | 110 kV and 22 kV voltage connection
1) 40 2025 -2030 | Tie-in connection on 220 kV Ham Thuan - Da Mi - Xuan Loc line
2) 80 | 2031 -2035 | Connecting to 220 kV Ho Gai Ui Solar Power Station (phase 1)
5 Cau Dau Lake Solar Power Plant | 100 | 2031 -2035 | Tie-in connection on 110 kV Xuan Loc - Cam My line
6 Gia Mang Lake Solar Power Plant | 79 | 2031 -2035 | Tie-in connection on 110 kV Xuan Loc - Xuan Truong line
7 Quarry lake solar power | (Tan Hanh
Hoa An lake, Tan Ban lake) | 100 | 2031 -2035 | 22 kV double circuit line connected to existing 22 kV line and 110
kV Bi en Hoa substation
8 Tri An 1 Lake Solar Power | 500 | 2031 -2035 | Construction of 35/500 kV Tri An Solar power | Substation.
connection | to 1 circuit of 500 kV Di Linh - Tan Dinh transmission
line.
9 Tri An 2 Lake Solar Power | 500 | 2031 -2035
10 Tri An | 3 Lake Solar Power | 500 | 2031 -2035
11 Tri An 4 Lake Solar Power | 500 | 2031 -2035
12 Tri An | 5 Lake Solar Power | 600 | 2031 -2035 | New construction of 500 kV double -circuit transmission line, with
transmission line
13 Tri An | 6 Lake Solar Power | 600 | 2031 -2035 | New construction of 500 kV double -circuit transmission line,
transmission line
14 Solar power in semi -flooded areas | 160 | 2031 -2035 | Tie-in connection on 110 kV line Kiem Tam - Dinh Quan 2 - Dinh
Quan.
Connect ion to 110 kV busbar 110 kV Dinh Quan 2 station.
15 Solar power for irrigation lake | 223 | 2031 -2035 | Connection to the 22 kV, 110 kV and 220 kV grid of the area
Dong Thap Province | 74 249
1 Thap Muoi 1 Solar Power | 74 2025 -2030 | Connected to 110kV Thap Muoi - Truong Xuan - Tam Nong line
2 Thap Muoi 2 Solar Power | 99 | 2031 -2035 | Connected to 110kV Thap Muoi - Truong Xuan - Tam Nong line
3 Tan Hong Solar Power | 50 | 2031 -2035 | Connect ed to 110kV Hong Ngu - Vinh Hung line
4 Tam Nong Solar Power | 100 | 2031 -2035 | 110kV An Long - Tam Nong Line
Gia Lai Province | 1030
1 IaLy -Gia Lai | KN solar power plant | 400 2025 -2028 | Constructing 2 new 500kV power lines of KN Ialy - Gia Lai power
plant with tie -in connection | to the 500kV Pleiku - Ialy hydropower
plant | (adjusted compared to the connection plan in Official
Dispatch No. 1870/TTg -CN dated December 31, 2020 due to the
difficulty in expanding the compartment | at Ialy hydro power)
2 Krong Pa 2 | 39.2 2025 -2030 | 110 kV Krong Pa 2 Solar Power Substation , capacity of 2x25
with tie -in connection | to 110 kV transmissio n line | from | Dak Srong
3A+3B | hydropower | to Krong Pa solar power . When 220 kV
Krong Pa Substation | is invested, research the conversion of the
Substation by 110 kV transmission line. | Resolving
233/NQ -CP 3 Phu Thien | 32 2025 -2030 | Construction of 110kV double circuit transmission line with tie-in
connection on 110kV Chu Se - Ayun Pa transmission line
4 Chu Ngoc phase 2 | 20 2025 -2030 | Construction of | 110 kV single circui t transmission line connected
to 110 kV Krong Pa substation
5 Trang Duc | 39.2 2025 -2030 | 110 kV tstation at Trang Duc solar power, capacity 50 MVA; 110
of the connection of Trang Duc | solar | power plant to the 220 kV
Krong Pa station using the 110 kV transmission line.
6 Ayun Pa | 20 2025 -2030 | 110 kV double circuit trans mission line, tie-in connection on 110
kV Ayun Pa - Ea H'leo transmission line
7 Ia R Suom | - Bitexco - ToNa | 11.84 | 2025 -2030 | Connect to 22 kv busbar of Dak Srong 3B Hydropower Plant
system | 35 2025 -2030 | Connecting with 220kV voltage level with tie -in connection | to
to 01 compartment | of 220kV - 500kV Nhon Hoa substation
plant combin ed with battery storage 20 2025 -2030 | Connecting with 220kV voltage level with tie -in connection | to
220kV line of 500kV Pleiku - Krong Buk substation or connecting
system | to 01 compartment | of 220kV - 500kV Nhon Hoa substation
10 Ia Blu 4 Solar Power | 40 2025-2030 | Connecting by 220kV line to Nhon Hoa 500kV substation (in case
such 220kV line would be connected | to this station)
11 Ia Blu 3 Solar Power | 40 2025 -2030 | Connecting by 220kV line to Nhon Hoa 500kV substation (in case
such 220kV line would be | connected to this station)
12 Ia Blu A Solar Power | 40 2025 -2030 | Connecting by 220kV line to Nhon Hoa 500kV substation (in ca se
such 220kV line would | be connected to this station)
13 Nhon Hoa 2 | Solar Power | 90 2025 -2030 | - Construction of 220kV compartment , installation of 33/220kV
Nhon Hoa 1 Wind Power Plant.
- Construct ion of | 33 kV outgoing line | to connect Inverter stations
to the 33 kV compartment | of the 33/220k V step -up transformer at
the 500kV substation of Nhon Hoa 1 Wind Power Plant.
14 Nhon Hoa 1 | Solar Power | 49 2025 -2030 | - Construction of 220kV compartment , installation of 33/220kV
Hoa 1 Wind Power Plant.
- Construct ion of | 33 kV outgoing lines | to connect Inverter stations
to the 33 kV | compartment | of the 33/220kV step -up transformer at
the 500kV substation of Nhon Hoa 1 Wind Power Plant.
System | 49 2025 -2030 | - Construction of 220kV compartment , installation of 33/220kV
Hoa 1 Wind Power Plant.
- Construct ion of | 33 kV outgoing lines | to connect Inverter stations
to the 33 kV compartment | of the 33/220kV step -up transformer at
the 500kV substation of Nhon Hoa 1 Wind Power Plant.
Hanoi City | 280
Plant | 120 2025 -2030 | Connect to 110kV line to 110kV Ba Vi substation
Plant | 160 2025 -2030 | Connect to 110kV line, 110kV station of National Univer sity
Ha Tinh Province | 330 1336
1 Son Quang Solar Power Plant | 23.2 2025 -2030 | Resolving
difficulties
2 Cam Lac Solar Power Plant | 100 | 2031 -2035 | 220kV double circuit transmission line with transit connection to
220k V Ha Tinh - Vung Ang transmission line
3 Ky Son Solar Power Plant Phase 1 | 50 2025 -2030 | 220kV single circuit line connected to busbar of 220kV Vung Ang
substation (new construction of compartment)
4 Ky Son Solar Power Plant Phase 2 | 200 | 2031 -2035 | 220kV | single circuit line connected to busbar of 220kV Vung Ang
substation (new construction of compartment)
canals | 59.4 2025 -2030 | Distribution grid and medium voltage grid along the canal
canals | 571 | 2031 -2035 | Distribution grid and medium voltage grid along the canal
Phase 1 | 180 2025 -2030 | Construction of 35/500kV Step -up Station of Song Rac Solar
Plant | with 500kV Ha Tinh Substation; Expansion of 01 500kV
compartment | at 500kV Ha Tinh Substation
Phase 2 | 220 | 2031 -2035 | Construction of 35/500kV Step -up Station of Song Rac Solar
bay at 500kV Ha Tinh S ubstation
Phase 1 | 100 2025 -2030 | Construction of new 220kV transmission line connecting to 220kV
busbar of 500kV Ha Tinh substation
Phase 1 | 100 | 2031 -2035 | Construction of new 220kV transmission line connecting to 220kV
busbar of 500kV Ha Tinh substation
11 Ke Go 2 Floating Solar Power Plant | 145 | 2031 -2035 | Connecting to 220kV substation of Ke Go 1 floating solar power
plant
Hau Giang Province | 50 | 372
1 Sao Mai 1 Solar Power | 50 2025 -2030 | 110kV single circuit transmission line with transit connection to
110kV Long My - Hong Dan transmission line
2 Sao Mai 1 Solar Power (expansion) | 172 | 2031 -2035 | Construction of 4 -circuit with tie -in connection | on 220kV double -
new 33/220kV - 450MVA transformer station
3 Sao Mai 2 Solar Power | 200 | 2031-2035 | Construction of 4 -circuit line with tie -in connection on 220kV
Construction of new 33/220kV - 250MVA transformer station
Hue City | 290 950
1 Phong Hoa Solar | Power Plant | 40 2025 -2030 | 110 kV | double circuit transmission line with tie -in connection | on
substation | Resolving
difficulties
2 A Luoi | Solar Power Plant | 105 2025 -2030 | New construction of 220 kV single circuit transmission line
outgoing lines | to A Luoi - Phong Dien
3 Dien Huong Solar Power Plant | 95 2025 -2030 | New construction of 110 kV single circuit line connected from 110
kV busbar | of 22/110 kV substation of Dien Huong Solar Power
.
4 Phong Dien III Solar Power Plant | 50 2025 -2030 | Construction of new 110 kV single circuit transmission line
connecting to Phong Dien II 110 kV substation
5 Cau Hai Solar Power (Phase 1) | 350 | 2031 -2035 | 4-circuit 220 kv with tie -in connection on | 220 kv line Hue - Hoa
Khanh
6 Tam Giang Solar Power | 600 | 2031 -2035 | 220 kV double circuit line connected to Phong Dien 220 kV
substation
Khanh | Hoa Province | 100
1 Ninh Sim Solar Power | 32 2025 -2030 | Resolving
difficulties
2 Long Son Solar Power Plant - Phase 2 | 100 2026 | Connect to 220 kV Van Phong substation on the basis of utilizing
1, build 06 -circuit | 22 kV transmission lines from Long Son solar
power plant phase 2 to Long Son solar power switch yard phase 1
Kien Giang Province | 400
pond | 400 2026 -2030 | 220kV level connection to existing Kien Binh 220kV substation:
- At the 35/220kV substation of solar power project | on Giang
MVA and 02 220kV feeder bays to Kien Binh substation;
Kien Binh substation;
220kV substation.
Kon Tum Province | 550
1 KN Ialy Kon Tum | Solar Power | 160 2025 -2028 | Construction of a 110kV double -circuit transmission line from the
to the 35/110/500kV step -up station at KN Ialy - Gia Lai | Solar | Resolving
difficulties
Power Plant (adjusted compared to the connection plan in Official
Dispatch No. 1870/TTg -CN dated December 31, 2020). | Resolution
2 Ia Toi DT | Solar Power | 140 2025 -2030 | Connecting by 220kV double circuit transmission line to 220kV
Subst ation
3 Dak Ro Sa Solar Power | 50 2025 -2030 | 110kV single circuit line connected to 110kV Tan Mai Dak To
substation
4 FSI Plei Krong Solar Power | (on Plei
Krong Hydropower lake) - Phase 1 | 75 2025 -2030 | Connecting by 220kV line to 220kV Kon Tum substation
1) 40 2025 -2030 | Connecting by 220kV line to 220kV Kon Tum substation
6 Ya Tang Solar Power | 60 2025 -2030 | Tie-in connection to 220kV line of Se San 3A - Se San 3
substation by 220kV line
Hydropower Lake ) - Phase 1 25 2025 -2030 | 220kV Se San 3A Solar Power Station - 60MVA; 220kV single
3A Hydropower ; 220kV single -compartment | MR at Se San 3A
Hydropower’s | Switchyard
Lai Chau Province | 1060 | 420
1 Ban Chat 1 | Solar Power | 250 2025 -2030 | 220kV NR Solar Power Line | of Ban Chat 1 (220kV Line Ban Chat
- Huoi Quang)
2 Ban Chat 2 Solar Power | 300 2025 -2030 | 220kV NR Solar Power Line of Ban Chat 2 (220kV Line Ban Chat
- Huoi Quang)
3 Huoi | Quang 1 Solar Power | 100 2025 -2030 | 110kV Line 110kV Substation Huoi Quang 1 | Solar | Power Plant -
220kV Substation Huoi Quang 2, 3 Solar Power Plant s
4 Huoi Quang 2 Solar Power | 140 2025 -2030 | 220kV Huoi | Quang 2,3 substation, capacity 4 50MVA and 220kV
transmission line with transit connection | on 220kV Huoi Quang -
Than Uyen transmission line
5 Huoi Quang 3 | Solar Power | 100 2025 -2030 | 35kV line of Huoi Quang 3 Solar Power Plant - 220kV substation
of Huoi Quang 2, 3 Solar Power Plant
6 Nam Manh Solar Power | 80 2025 -2030 | 110kV single circuit Nam Manh Solar Power | - 220kV Nam Hang
– 500kV Lai Chau | substation
7 Nam Hang Solar Power | 90 2025 -2030 | 220/110/35kV Nam Hang substation, capacity (250+125) MVA
- 500kV Lai Chau substation
hydropower lake | 120 | 2031 -2035 | 220 kV 04 -circuit floating solar power line s on Lai Chau
hydropower lake | - Lai Chau - Muong Te branch | Progress can be
Lake | 200 | 2031 -2035 | 220 kV double -circuit floating solar power transmission line on
Ban Chat hydropower lake - Than Uyen - Ban Chat | branch ; 220
Chat hydropower lake - Than Uyen - Huoi Quang | branch | conditions are
favorable.
10 Huoi | Quang 1 floating solar power
(on Huoi Quang rhydorpower lạke ) 50 | 2031 -2035 | 220 kV double circuit line of Huoi Quang 1 floating solar power -
Than Uyen - Ban Chat | branch
11 Huoi Quang 2 floating solar power
(on Huoi Quang hydropower lake ) 50 | 2031 -2035 | 220 kv double circuit line of Huoi Quang 1 - Than Uyen - Huoi
Quang | branch
Lam Dong Province | 336 70
1 Tam Bo Solar Power | 40 2025 -2030 | Tie-in connection on 110 kV Di Linh - Da Dang 3 line | Resolving
difficulties
hydro power | lake 96 2025 -2030 | Tie-in connection on 220kV Duc Trong - Di Linh line
hydro power | lake 240 2025 -2030 | Connecting with 220kV line to Dong Nai 2 Hydropower
4 Floating solar on | Krong No 3
hydropower lake | 70 | 2031 -2035 | Construction of 22/110 kV step -up transformer station of Krong
No 3 power plant
Long An Province | 268 116
1 TTC Duc Hue 2 Solar Power Plant | 41.4 2025 -2030 | 110 kV line connecting existing TCI110kV TTC Duc Hue 1 solar
power plant to 110 kV [Switching S tation] | 110 kV Duc Hue
substation | Resolving
difficulties
2 Solar Park 7 Solar Power Plant | 80 2025 -2030 | - 220 kV line from 220 kV Solar Park solar power sub station
Expanding 220 kV compartment | at 500 kV Duc Hoa substation.
220 kV Solar Park solar power sub station.
substation.
3 RedSun Solar Power Plant | 60 2025 -2030 | Connect to the existing 110kV busbar of Gaia Solar Power Plant
Solar Power Plant to the 220kV Lo ng An 2 station.
4 Duc Hue VNT 1 | Solar Power | 40 2025 -2030 | 220 kV single circuit line of Duc Hue VNT 1 solar power plant
Installation of transformer T 1 with capacity of 63MVA
5 Duc Hue VNT 2 | Solar Power | 30 2025 -2030 | Installing T2 transformer with capacity of 63MVA at Duc Hue
VNT 1 Solar Power Plant
(Phase 1) | 16.6 2025 -2030 | Installing 1 220 kV transformer, capacity 63 MVA at 220 kV Solar
Solar Park solar | power substation.
(Phase 2) | 36 | 2031 -2035 | Installing 1 220 kV transformer, capacity 63 MVA at 220 kV Solar
Solar Park solar power substation.
8 Solar Park 8 Solar Power Plant | 80 | 2031 -2035 | Install 1 220 kV transformer, capacity 63 MVA at 220 kV Sol ar
Solar Park | solar sub station
Nghe An Province | 360
1 Khe Go Lake Solar Power Plant | 200 2025 -2030 | Connection to 110kV busbar of 220 kV Quynh Luu substation | Resolving
difficulties
Plant | 160 2025 -2030 | Tie-in connection to 220kV Quynh Luu - Nghi Son line
Ninh Thuan Province | 1924 | 3819.5
1 Phuoc Thai 2 | Solar | Powe r Plant | 87 2025 -2030 | Connect to 22 kV busbar of 220 kV Phuoc Thai substation
difficulties
233/NQ -CP 2 Phuoc Thai 3 | Solar | Power Plant | 43.5 2025 -2030 | Connect to 22 kV busbar of 220 kV Phuoc Thai substation
3 Phuoc Huu 2 | Solar | Power Plant | 184 2026 | Construction of 220kV double circuit transmission line connecting
to 220kV Ninh Phuoc substation
4 Phuoc Trung Solar Power Plant | 40 2026 | Construction of 220kV double circuit transmission line with tie -in
connection | to the 22 0kV Thap Cham - Nha Trang transmission
lake 70 2025 -2030 | Construction of 220kV double circuit transmission line from Bac
Cham - Da Nhim transmiss ion line
6 Nhi Ha Solar Farm | solar power | 80 2025 -2030 | Construction of 220kV single circuit line Connected to 220kV
busbar of 500/220kV Thuan Nam substation
7 Song Sat lake | Solar power | 70 2025 -2030 | Construction of 220kV double circuit transmission lin e from Ho
Song Sat Solar Power Plant with transit connection | on 220kV
Thap Cham - Nha Trang transmission line
8 Dong Quan The Solar Power Plant | 250 2025 -2030 | Tie-in connection to 220kV Vinh Tan line - 220kV Quan The
switching station, construction of 35 /220kV Dong Quan The
Dong Quan The substation | iwth tie-in connection on 220kV Quan
The [Switching Station] | - 220/500kV Vinh Tan substatio n.
9 My Son - Hoan Loc Viet Phase 2 | 50 2025 -2030 | Connection to 220kV My Son - Hoan Loc Viet substation
(existing of Phase 1)
10 Hacom Solar solar power Phase 2 | 50 2025 -2030 | Connection to 220kV compartment | of 220kV Hacom Solar Power
Solar Plant ’s Subs tation
11 CK7 Lake | Solar Power Project | 50 2025 -2030 | Tie-in connection on 220kV Ninh Phuoc - Thuan Nam line
12 Ninh Phuoc Solar Power 6.3 | 50 2025 -2030 | Construction of 220kV double -circuit transmission line from
220kV substation of Ninh Phuoc 6.3 | solar | power plant with transit
line
13 Song Than Lake Solar Power | 50 2025 -2030 | 220kV | double -circuit Line from Ho Song Than | solar power | -
500kV Ninh Son Double Circuit Substation
14 Hoa Son Doc Dai Solar Power | 400 2025 -2030 | 220kV | double -circuit line from | Hoa Son Doc Dai Solar Power -
500kV Ninh Son Substation
15 Bac Ai 1 | Solar Power | 150 2025 -2030 | Construction of 220kV double -circuit transmission line from Bac
Ai 1 solar power plant | with tie -in connection | to the 220kV Da
Nhim - Thap Cham 2 transmission line
16 Ninh Son 1 | Solar Power | 73.5 2025 -2030 | Construction of 220kV double -circuit transmission line from
220kV substation of Ninh Son 1 solar power with | transit
Son substation
17 Dong Quan The 2 Solar Power Plant | 50 2025 -2030 | Connect to the 220kV Quan The | switching station with the
substation - Expand 1 outgoing compartment | of 220 kV BIM 3
substation to Quan The switching station - String | 2 circuits of
220kV BIM3 lines - Quan The switching station.
- Expa nding 1 220kV compartment | at Quan The Switching Station
(271)
18 Hoa Son Suoi Ong 4 Solar Power | 350 2025 -2030 | 220kV double -circuit l ine from | Hoa Son Suoi Ong 4 Solar Power -
500kV Ninh Son Substation
Plant phase 2 | 50 2025 -2030 | Construction of 220kV ACSR 2x330 double -circuit transmission
line from 220kV Phuoc Ninh step-up substation | to expand tie-in
connection | on 220kV transmission line from 500kV Thuan Nam
substation to 500kV Vinh Tan substation
20 Nhi Ha Solar Far m (Phase 2) | 50 | 2031 -2035 | Construction of 220kV single circuit line connected to 220kV
busbar of 500/220kV Thuan Nam substation
21 CK7 lake solar power project | (Phase
2) 100 | 2031 -2035 | Tie-in connection on 220kV Ninh Phuoc - Thuan Nam line
22 Ninh Phuo c 7 Solar Power Project | 200 | 2031 -2035 | Tie-in connection on 220kV Ninh Phuoc - Ninh Son line
(Phase 2 ) 50 | 2031 -2035 | Dong Quan The Power Plant connects to the 220kV Vinh Tan line
with a capacity of 160MVA and 02 outgoing feeders | of 220kV
transmission line feeder to 220kV Ca Na substation.
substation, with tie -in connection on 220kV line of | Quan The
[Switching Station] | - 220/500kV | Vinh Tan substation
24 Hoa Son Suoi Ong 4 Solar Power | 50 | 2031 -2035 | 220kV Line of Hoa Son - Suoi Ong Bon Solar Powe r - 500kV
Ninh Son Double Circuit Substation
25 Bac Ai 7 solar plant Song Cai lake | 60 | 2031 -2035 | with transit connection on 220kV Thap Cham - Da Nhim line
26 Ninh Phuoc Solar Power | 276 | 2031 -2035 | Tie-in connection on 1 circuit of Ninh Phuoc 220kV line - Ninh
construction items to serve the connection:
Phuoc Solar Power Plant;
substation | via tie -in connection | on a single circuit | 220kV line .
27 Ba Rau Lake Solar Power | 80 | 2031 -2035 | Construction of 220kV double ci rcuit transmission line with tie -in
connection | to the 220kV Cam Ranh - Thap Cham transmission
line
28 Expanded Phuoc Ninh Power phase 2 | 38 | 2031 -2035 | Construction of 220kV double -circuit transmission line from
500kV Thuan Nam station 1 to 500kV Vinh Tan station
29 Tra Co Lake Solar Power | 40 | 2031 -2035 | Construction of 2 ciruits of 220kV lines of Tra Co | lake solar
power | with tie -in con nection onto single ciruit | 220kV | line from
Thien Tan | solar power | to Nha Trang solar power
30 7A Solar Power | 50 | 2031 -2035 | Collecting power to the existing 110kV substation | of 7A wind
power plant | by 22kV double -circuit transmission line (transmitting
from 7A wind power plant to 220kV Ninh Phuoc substation
31 Cho Mo Lake Solar Power Project | 80 | 2031 -2035 | Tie-in connection on 220kV Thap Cham - Da Nhim line
32 Nhi Ha Solar Power - Phase 2 | 150 | 2031 -2035 | Upgrading the capacity of Nhi Ha 220kV solar power substation
from 63MVA to (63+150)MVA
33 Nui Mot Lake 2 | Solar Power | 80 | 2031 -2035 | Construction of a single -circuit 220kV transmission line from the
220kV substation | of Nui Mot 2 Lake Solar Power to the 220kV
Ninh Phuoc substation
34 Tan Giang Lake Solar Power | 50 | 2031 -2035 | Connecting with 220kV voltage level to 220kV substation of
of 220kV line and | substation serving connect ion are as follows:
Substation with capacity of 1x50MVA;
substation of Thien Tan 1.2 solar power plant
line at 220kV substation of Thien Tan 1.2 solar power plant.
35 Ta Ranh Lake Solar Power | 39.5 | 2031 -2035 | 220kV voltage level connection to 220kV substation of Thien Tan
1.2 power plant
36 Thuan Nam 11 Solar Power | 50 | 2031 -2035 Tie-in connection on 220kV Vinh Tan - Ninh Phuoc line
37 Hon Kho Solar Power | 120 | 2031 -2035 | Tie-in connection on 01 circuit of 220kV Thap Cham - Nha Trang
transmission line
38 Bac Ai 14 Solar Power Plant | 80 | 2031 -2035 | 110kV double circuit line of Ba c Ai 14 solar power plant - 220kV
Thap Cham substation
39 HIEU THIEN solar power plant | 120 | 2031 -2035 | Connecting to 220kV busbar 220kV Ninh Phuoc substation
40 Phuoc Chien Solar Power Plant | 200 | 2031 -2035 | Tie-in connection of 220kV line from Bac Son wi nd power plant
to the 220kV Nha Trang - Thap Cham line
41 Tay Quan The Solar Power Plant | 100 | 2031 -2035 | Connect to the 110kV compartment | of the existing 35/110/220kV -
Quan The switching station - Vinh Tan - Thuan Nam branch;
- Expand 1 compartment | of 220kV BIM 2 substation - String | 2
circuits of 220kV BIM2 line - Quan The switching station;
- Expand 1 220kV compartment at the backup location | at Quan
The Switching Station (276).
42 Tri Hai Solar Power Plant | 100 | 2031 -2035 | Tri Hai solar power plant connects to 220kV Tri Hai wind | power
plant | substation | with the following volume:
Hai solar power plant connects to T2 transformer.
power plant substation | synchronized with T2 | transformer .
Production | 160 | 2031 -2035 | Cons truction of 220kV station connecting to 220kV Nhi Ha
(250+125)MVA
Production | 140 | 2031 -2035 | Construction of 220kV relay station on 2 circuits Phuoc Thai -
Ninh Phuoc (250+125) MVA
45 Ninh Son 2 Solar Power Plant | 90 | 2031 -2035 | Proposal to build a 220kV switching station connected to the
500kV Ninh Son station
46 Bac Ai 2 Solar Power Plant | 160 | 2031 -2035 | Construction of 220kV switching station connecting to 500kV
Ninh Son substation
47 Bac Ai 3 Solar Power Plant | 200 | 2031 -2035 | Proposal to build a 220kV switching station connected to the
500kV Ninh Son transformer station
48 Nhi Ha Solar Power Plant | 100 | 2031 -2035 | Construction of 110kV double -circuit transmission line from Nhi
Park 110kV transformer station
49 Thai Vinh 1 Solar Power Project | 120 | 2031 -2035 | 220kV forward connection on 2 circuits of 220kV Thap Cham
Phuoc Thai transmission line - (2x250)MVA
50 Thai Vinh 2 Sola r Power Project | 120 | 2031 -2035 | 220kV forward connection on 2 circuits of 220kV Thap Cham
Phuoc Thai transmission line - (2x250)MVA
51 Quang Son 2 Solar Power Project | 96 | 2031 -2035 | 220kV connection to 500kV Ninh Son - (250+150) MVA, shared
connection with | Quang Son 1
52 Thai Vinh 3 Solar Power Plant | 120 | 2031 -2035 | Construction of 220kV station connecting to 220kV Phuoc Thai -
250MVA
Battery | Energy Storage System
(BESS) | 100 | 2031 -2035 | Connecting Bac Ai 11 solar power plant by double -circuit
transmission | on 220kV Ninh Phuoc - Thap Cham line
Battery | Energy Storage System
(BESS) | 100 | 2031 -2035 | Expected to forward connect to 01 circuit of 220 kV Thuan Nam -
Ninh Phuoc line
55 Bac Ai S olar Power Plant 1.1 | 150 | 2031 -2035 | Constructing new 22kV/220kV substation , capacity 2x125MVA,
forward connection on existing 220kV Da Nhim - Nha Trang line
Phu Tho Province | 100
1 Concentrated solar power | 100 2026 -2030 | Connection to medium and low | voltage grid
Phu Yen Province | 955
Hinh lake | 200 2025 -2030 | 110kV line connected to 110kV Song Hinh Hydropower
Substation
Hinh Lake 3 | 200 2025 -2030 | 110kV line connected to | 110kV Song Hinh Hydropower
Substation
of Song Ba Ha Hydropower Plant | 220 2025 -2030 | Construction of 220kV floating solar power substation Song Ba
Ha with capacity of 50MVA. Construction of | floating | 220kV solar
power line Song Ba Ha - Song Ba Ha Hydropower Plant.
4 Tay Hoa 1 Solar Power Plant | 50 2025 -2030 | 110 kV Line Connected to 220kV Tay Hoa 3 Solar Power Station
5 Tay Hoa 2 Solar Power Plant | 60 2025 -2030 | Forward | connection to 110kV Son Hoa - 220kV Tuy Hoa line
6 Tay Hoa 3 Solar Power Plant | 70 2025 -2030 | Transfer to 220kV line Tuy Hoa | Substation - Song Ba Ha
Hydropower Plant
7 Da Loc Phu Yen Solar Power Plant | 55 2025 -2030 | 110kV line connected to Dong Xuan 110kV substation
Plant | 100 2025 -2030 | 110kV line connected to Dong Xuan 110kV substation
Quang Binh Province | 410
1 Le Thuy Solar Power Plant | 60 2025 -2030 | Construction of 220kV Le Thuy solar power station with capacity
1 circuit of 220kV Dong Ha - B&T1 transmission line.
2 Quang Binh 1 Solar Power Plant | 120 2025 -2030 | Transition to 220kV double circuit Dong Hoi - Ba Don
3 Quang Binh 2 Solar Power Plant | 80 2025 -2030 | Transition to 220kV double circuit Dong Hoi - Ba Don
Quang Binh | 150 2025 -2030 | Connect to line 220 kV BT1 substation and 220 kV BT2
substation
Quang Ngai Province | 140
1 Dam Nuoc Man Solar Power Plant | 40 2025 -2030 | Connection at 110 kV voltage level | Resolving
difficulties
according to
2 Lam Binh Solar Power Plant | 100 2025 -2030 | Transition connection on 220 kV Quang Ngai - Phu My line
Quang Ninh Province | 390
1 Yen Lap Lake | Solar Power Plant | 140 2025 -2030 | 220kV double circuit transmission line transit connection to
220kV Trang Bach - Yen Hung - Uong Bi Thermal Power Plant
transmission line
2 Khe Che Lake | Solar Powe r Plant | 50 2025 -2030 | 220kV double circuit transmission line transit connection to
220kV Pha Lai - Mao Khe | Thermal Power Plant | transmission line
3 Quat Dong Lake | Solar Power Plant | 50 2025 -2030 | 110kV double circuit transmission line transit connection t o
110kV Hai Ha - Texhong - Mong Cai transmission line
4 Dam Ha Dong (Lake) | Solar Power
Plant | 50 2025 -2030 | 220kV double circuit line, transit connection to 220kV Cam Pha -
Hai Ha line
5 Dam Ha Solar Power Plant | 100 2025 -2030 | 220kV double circuit line, | transit connection to 220kV Cam Pha -
Hai Ha line
Quang Tri Province | 270 581
project | 70 2025 -2030 | Transition connection on 2 circuits of 110kV transmission line,
Dong Ha 220kV station - Phong Dien 220kV stat ion
2 Trieu Son 1 Solar Power Project | 50 2025 -2030 | Connection to My Thuy 110 kV substation
3 Truc Kinh 2 Solar Power Plant Project | 100 2025 -2030 | Construction | 220 kV double circuit transmission line connected
forward on 1 circuit 220 kV Dong Ha - Dong | Hoi transmission
line
4 Ha Thuong Solar Power Plant Project | 50 2025 -2030 | Construction 220 kV double circuit transmission line connected
line
Lang ward | 50 | 2031 -2035 | 110kV single circuit line connecting from Hai Quy Solar Power
Plant to 110kV busbar of existing 110kV Dien Sanh Substation
with battery storage | in Kinh Mon 1
lake 40 | 2031 -2035 | New construction of 220KV tran smission line from the step -up
- Branch 1 circuit of 220kV transmission line Dong Ha - Dong Hoi
Lang District | 65 | 2031 -2035 | Connecting 110kV voltage l evel to My Thuy 110kV substation
busbar using single circuit 110kV transmission line
Quang Tri 2 Hydropower Plant | 40 | 2031 -2035 | Construction of 220kV single circuit transmission line from Quang
Tri floating solar power pl ant to Lao Bao 220kV substation
lake 40 | 2031 -2035 | New construction of 220KV transmission line from the step -up
- Branch 1 circuit of 220kV transmission line Dong Ha - Dong Hoi
Power Plant Project | 40 | 2031 -2035 | New construction of 220kV double -circuit transmission line from
Branch 1 circuit of 220kV transmission line Dong Ha - Dong Hoi
project | 96 | 2031 -2035 | Construction of 220kV 2 -phase circuit transmission line from
transmiss ion line
project | 70 | 2031 -2035 | Construction of 220kV single circuit transmission line from
transmission line
with storage bat tery of Dam Tram 140 | 2031 -2035 | Construction of 110kV single circuit line connected to 110kV
busbar of Dien Sanh substation
Soc Trang Province | 50
Subdivision | 50 2025 -2030 | 110 kV single circuit line connected to Thanh Tri 110kV
substation busbar. Expanding Thanh Tri 110kV substation busbar.
Son La Province | 3315 | 1050
1 Bac Yen 1 | 55 2025 -2030 | - Constructing the 220 kV Bac Yen 1 Solar Power Station, with a
capacity of 200 MVA to transmit power from Bac Yen | 1 Solar
and Bac Yen 3 Solar Power Plant (50 MW).
line.
2 Bac Yen 2 | 50 2025-2030 | - Construction of 22 kV Bac Yen 2 transformer station.
solar power plant to 220 kV Bac Yen 1 station.
3 Bac Yen 3 | 50 2025 -2030 | - Construction of 22 kV Bac Yen 3 transformer station .
solar power plant to 220 kV Bac Yen 1 station.
4 Mai Son 1 | 50 2025 -2030 | Constructing a 220 kV substation with a capacity of 150 MVA in
Viet Tri transmission line
5 Mai Son 2 | 60 2025 -2030 | Construction of 35kV 4 -circuit transmission line connecting to
35kV side of 220kV Mai Son 2 station
6 Muong La 1 | 40 2025 -2030 | Substation and 220kV double circuit line connecting 220kV Huoi
Quang - Nghia Lo line
7 Muong La 2 | 50 2025 -2030 | 220kV line connecting to 220kV Muong La 1 Substation
hydroelectric reservoir | 800 2025 -2030 | Construction of 500kV transformer | step-up station and 500kV
transmission line connecting to Son La 500kV transformer station
9 Song Ma 1 | 50 2025 -2030 | Connecting 110 kV voltage to 220kV Song Ma station
10 Song Ma 2 | 50 2025 -2030 | Connecting 110 kV voltage to 220kV Song Ma station
11 Song Ma 3 | 60 2025 -2030 | - Construction of 110 kV Song Ma 3 Solar Power Station with
capacity of 100MVA
Muo ng Lam hydropower substation
complex - Phieng Pan solar power 1000 | 2025 -2030 | Construction of 500kV Phieng | Pan Power Transmission Line and
Substation connecting to 500kV Mai Son 8 Subst ation
plant and storage battery cluster
13 Mai Son 4 | 75 2025 -2030 | Construction of 110 kV transmission line connecting to 500 kV
Mai Son station
14 Mai Son 5 | 210 2025 -2030 | Construction of 110kV double circuit transmission line from
110kV Mai Son 5 station connecting to 110kV busbar of | 500kV
Mai Son 7 station
15 Mai Son 6 | 75 2025 -2030 | Connecting to 110kV side of 500kV Mai Son 7 station
16 Mai Son 7 | 270 2025 -2030 | Construction of 500 kV Mai Son 7 station with capacity of 2700
Son - Viet Tri substation
17 Mai Son 8 | 85 2025 -2030 | Construction of 110kV single circuit transmission line from
Mai Son 7 station
18 Mai Son 9 | 70 2025 -2030 | Construction of busbar zone 110kV single circuit from 110kV Mai
station
19 Yen Chau 4 | 135 2025 -2030 | Construction of 110kV single circuit transmission line from Yen
Chau 4 110kV station connecting to 110kV busbar of Mai Son 7
500kV station
20 Yen Chau 5 | 80 2025 -2030 | Construction of 110kV single circuit transmission line from
station
Reservoir) | 350 | 2031 -2035 | Construction of 220 kV floating solar power line Son La 1.1 - Son
La - Dien Bien branch | Can push the
next stage early
favorable | 22 Son La 1.2 Floating Solar Power
Reservoi r) 350 | 2031 -2035 | Construction of | 220 kV double circuit transmission line Son La
1.2 - Son La 1.1 floating power line
(on Son La Hydropower Reservoir) | 350 | 2031 -2035 | Construction of 220 kV 4 -circuit floating solar | power line Son La
2 - Huoi Quang branch - Son La
Tay Ninh Province | 450 314
1 Dau Tieng 5 Solar Power Plant | 450 2025 -2030 | New construction of Dau Tieng 5 220kV substation and 220kV
substation connecting to Tay Ninh 220kV substation. | Resolving
difficulties
2 Tan Chau | – Tuan Dung | Solar Power
Plant | phase 1 | 314 | 2031 -2035 | Construction of new 220kV transmission line connecting to the
220kV Binh Long - Tay Ninh tra nsmission line
Thai Nguyen Province | 220
Plant | 220 2025 -2030 | Connect to the busbar of 110kV Ho Nui Coc station
Thanh Hoa Province | 333 52
1 Thanh Hoa I | Solar Power Plant
Project
128 2025 -2030 | 110kV four -circuit transmission line from 22/110kV Thanh Hoa
Hoa
2 Ngoc Lac Solar Power Plant | 45 2025 -2030 | 110kV Ngoc Lac Solar Power Line - Ngoc Lac | Resolving
difficulties
3 Long Son - Thanh Hoa | Solar Power | 80 2025 -2030 | 110kV double circuit line, from 22/110 kV Long Son solar power
step-up station connected to 110kV | transformer station busbar | of
Long Son 2 cement factory
4 Yen My 1 Lake Solar Power | 80 2025 -2030 | Construction of 220kV double -circuit transmission line from
Cong - Nghi Son transmission line
5 Yen My 2 Lake Solar Power | 52 | 2031 -2035 | Connec t to existing 110kV/220kV line
Tra Vinh Province | 50
1 Tra Solar Power Plant Project
Vinh - Phase 2 | 50 2025 -2030 | - Install additional 1x63MVA transformer connected to the
existing 220 kV of Trung Nam - Tra Vinh solar power plant
substation
Tuyen Quang Province | 198 200
1 Grid-connected solar power projects | 198 2025 -2030 | Connect to local 110kV, medium and lo w voltage distribution grid
Project (on Tuyen Quang Lake) | 80 | 2031 -2035 | Construction of 220 kV double circuit transmission line Tuyen
Quang 1 - Tuyen Quang 2 floating power line | Progress can be
to phase | 2025 -
favorable. | 3 Tuyen Quang 2 Floating Solar Power
Project (on Tuyen Quang Lake) | 120 | 2031 -2035 | Construction of 220 kV Tuyen Quang 2 floating power line -
Tuyen Quang 2 | floating power line - branching off Tuyen Quang
Hydropower Plant - Yen Son
Vinh Long Province | 50
1 Vinh Long 1 Solar Power Plant | 50 2026 -2035 | 110kV double circuit line of Vinh Thanh power plant connected to
110kV Binh Minh - Cau Ke line
Yen Ba i Province | 1630
1 Yen Binh Solar power plant | 500 2025 -2030 | - For Cam An | Cluster: Construct 22/220kV booster transformer
circuit o f 220kV transmission line to Bao Thang - Yen Bai;
transmission line from Yen Binh Solar power plant | to transfer to
220kV Yen Bai - Tuyen Quang transmission line.
Lake | 500 2025 -2030 | 220kV double circuit line connected to 220kV busbar of 220kV
Yen Bai station.
3 My Gia 2 Solar Power Plant | 580 2025 -2030 | Construction of a 220kV double -circuit tr ansmission line from the
the 220kV Yen Bai - Tuyen Quang transmission line.
4 Tan Linh Solar Power Plant | 50 2025 -2030 | Construction of 22/110kV booster substation with capacity of
220kV Luc Yen substation
Can Tho City | 50
1 Concentrated solar power | 50 2025 -2030 | Connection to medium and low voltage distributi on grid
Lao Cai Province | 100
1 Other c oncentrated solar power | 100 2025 -2030 | The proposed connection plan is proposed in the next period.
Ha Nam Province | 50
province | 50 2025 -2030 | Connection with 35 kV v oltage level

## Table_15_List_of_biomass_power_
0 | 1 | 2
projects with capacity less than 50 MW connected at voltage level of 220 kV or more
No. Project | Expected
capacity (MW) | Operational
phase | Note
Yen Bai Province | 158
1 Biomass Power Plant
Yen Bai 1 | 50 2026 -2030 | Decision 262/QD -TTg.
110kV Van Yen substation
Power Plant | 58 2026 -2030 | Decision 262/QD -TTg. Construction of 220
3 Luc Yen Biomass Power
Plant | 50 32M W Phase
MW Phase
2031 -2035 | Relay connection on 110 kV Luc Yen - Bao
Thang line
Bac Kan Province | 50
Plant | 50 2026 -2030 | Decision 1682/QD -TTg (35 MW), capacity
adjustment.
branch - Phu Luong
Lao Cai Province | 50
1 Bao Thang | Biomass Power
Plant | 50 2026 -2030 | Decision 1682/QD -TTg (30 MW), capacity
Bao Thang 220 kV Substation
Tuyen Quang Province | 100
Power Plant | 50 2023 -2030 | Decision 262/QD -TTg
Power Plant (Phase 2) | 50 32 MW Phase
2025 -2030,
18 MW Phase
2031 -2035 | Ham Yen - Tan Quang Cement 110 kV
double circuit line
Phu Tho Province | 50
1 Biomass Power Plant
Phu Tho | 50 20 MW Phase
2031 -2035 | Relay connection on 110 kV Pho Vang -
Tan Son line
An Giang Province | 104
1 Biomass Power Plant
An Giang 1 | 50 2026 -2030 | Decision 1682/QD -TTg. Construction of
connected to 110 kV Tri Ton substation
2 Biomass Power Plant
An Giang 2 phase 2 | 54 2031 -2035 | 110 kV transm ission line of An Giang 2 -
Cai Dau Biomass Power Plant
Dien Bien Province | 55
Plant (Nam Ke | - 30 MW
and Chung Chai - 25 MW) | 55 2025 -2030 | 110 kV double circuit transmission line
220 kV Nam Po substation
Hoa Binh Province | 100
Plant | 100 75 MW Phase
2025 -2030;
2031 -2035 | Decision 1682/QD -TTg (30 MW), adjusting
transmission line Hoa Binh - Xuan Thien
Phu Yen Province | 50
Project | 50 2025 -2030 | 110 kV line connected to 110 kV Song
Hinh - Tuy Hoa line
Quang Binh Province | 172
1 Quang Binh | Biomass Power
Plant | 50 2025 -2030 | Decision 1682/QD -TTg (10 MW), adj usted
Quan Hau substation
2 PIR-1 Biomass Plant
Quang Binh | 50 2025 -2030 | Transition connection on 110 kV Ang Son -
Vinh Linh line
1 58 2025 -2030 | Connecting the 220 kV substation bay of Ba
Don town
2 14 2031 -2035 | Connecting the 220 kV substation bay of Ba
Don town
Quang Nam Province | 100
1 Biomass Power Project
Tien Phuoc | 50 2031 -2035 | 110 kV line connected to the regional grid
2 Biomass Power Project
Quang Nam | 50 2031 -2035 | 110 kV line connected to the regional grid
Quang Ngai Province | 50
1 Tu Nghia Biomass Power | 50 7MW | Phase
2025 -2030;
43 MW | Phase
2031 -2035 | Connected by | 110 kV line to 110 kV Quang
Phu substation
Thanh Hoa Province | 110
Electricity | 1 50 2025 -2030 | Transition connection to 110 kV Ngoc Lac -
Thieu Yen line
2 Thanh Hoa | Biomass
Electricity | 2 60 2025 -2030 | Transition connection on circui t 2 of 110
kV Thieu Yen - Ba Thuoc line
Binh Dinh Province | 50
Plant | 50 2025 -2030 | 110 kV Line of Binh Dinh - Phu Cat
Biomass Power Plant
Dak Lak Province | 120
Plant | 120 2025 -2030 | 220kV single circui t transmission line from
Dak Lak - Krong | Ana biomass power plant,
capacity
Gia Lai Province | 106
Plant (expansion) | 40 2025 -2030 | Existing capacity is 95 MW, expan d by 40
with 115 MVA transformer.
factories) | 66 2031 -2035 | Transition connection on 110 kV D ien
Can Tho City | 150
Plant | 150 2025 -2035 | 110 kV Long Xuyen 2 - Vinh Thanh Line
Long An Province | 75
Plant | 75 33 MW Phase
2025 -2030;
2031 -2035 | Decision 1682/QD -TTg (13 M W).
GAIA - Long An 2 solar power plant
Binh Phuoc Province | 50
Power Plant
Blessing | 50 2025 -2030 | Connect to Binh Long 110 kV substation
Total capacity | 1,700

## Table_16_List_of_waste_-to-ener
0 | 1 | 2
projects with capacity of less than 50 MW connected at voltage level of 220 kV or more
No. Project | Expected capacity
(MW) | Operational
phase | Note
Hanoi City | 150
Project | 90 2024 -2025 | Decision 1682/QD -TTg
and waste -to-energy project | 60 2025 -2030 | 110 kV double circuit line
TC of the 220 kV | Soc Son
substation
Ho Chi Minh City | 260
Company Limited (VWS) | 60 2025 -2030 | Transition connection to 110 kV
station
2 Tam Sinh | Nghia Inves tment Joint
from 40 MW to 60 MW) | 60 2025 -2030 | 110 kV double circuit line from
kV substation
Stock Company | 140 2025 -2030 | 110 kV double circuit line from
kV substation
Total capacity | 410

## Table_17_List_of_offshore_wind_
offshore wind project | Planned Capacity
(MW) * | Expected combination
Project name | Capac ity (MW)
1 Northern Region 1 | 1500 | Northern Region 1.1 | 500
Northern Region 1.2 | 500
Northern Region 1.3 | 500
2 Northern Region 2 | 500 Northern Region 2 | 500
3 Northern Region 3 | 500 Northern Region 3 | 500
4 Southern Central Region 1 1500 | Southern Cent ral Region
5 Southern Central Region 2 | 500 Southern Central Region
6 Southern Region 1 | 500 Southern Region 1 | 500
7 Southern Region 2 | 500 Southern Region 2 | 500
8 South ern Region 3 (*) | 500 Southern Region 3 | 500
Note:
location coordinates of offshore wind power | projects complies with legal regulations and is determined a t the
project preparation stage, ensuring no overl ap with other plans.

## Table_18_List_of_offshore_wind_
0 | 1 | 2 | 3 | 4 | 5
(MW) | Expected combination | Expected
Point | Operational
phase | Component
project name | Capacity
(MW)
I North | region | 11200
1 Northern 1 | 2200 | Northern 1.1 (*) | 500 BB Station 1 | 2025 -2030
Northern 1.2 (*) | 500 BB Station 1 | 2025 -2030
Northern 1.3 (*) | 500 BB Station 1 | 2025 -2030
Northern 1.4 | 700 BB Station 1 | 2031 -2035
2 North ern 2 1000 | Northern 2.1 (*) | 500 BB Station 1 | 2025 -2030
Northern 2.2 | 500 BB Station 1 | 2031 -2035
3 North ern 3 1000 | Northern 3.1 (*) | 500 BB Sta tion 3 | 2025 -2030
Northern 3.2 | 500 BB Station 3 | 2031 -2035
4 Northern 4 | 1000 | Northern 4 | 1000 | BB Station 2 | 2031 -2035
5 Northern 5 | 1000 | Northern 5 | 1000 | BB Station 2 | 2031 -2035
6 Northern 6 | 1000 | Northern 6 | 1000 | BB Station 2 | 2031 -2035
7 Northern 7 | 1000 | Northern 7 | 1000 | BB Station 2 | 2031 -2035
8 Northern 8 | 1000 | Northern 8 | 1000 | BB Station 3 | 2031 -2035
9 Northern 9 | 1000 | Northern 9 | 1000 | BB Station 4 | 2031 -2035
10 Northern 10 | 1000 | Northern 10 | 1000 | BB Station 4 | 2031 -2035
Coast | Region | 4300
1 South Central Coast
1 2000 | South Central
Coast
1-1 (*) | 500 NTB1 Station | 2025 -2030
Coast
1.2 (*) | 500 NTB1 Station | 2025 -2030
Coast
1.3 (*) | 500 NTB1 Station | 2025 -2030
Coast
1.4 500 | NTB 1 Station | 2031 -2035
2 South Central Coast
2 1000 | South Central
Coast
2.1 (*) | 500 NTB2 Station | 2025 -2030
Coast
2.2 500 NTB2 Station | 2031 -2035
3 South Central Coast
3 1300 | South Central
Coast | 3 1300 | NTB3 Station | 2031 -2035
III Southern Vietnam | 1500
1 Southern 1 500 Southern 1 (*) | 500 NB1 Station | 2025 -2030
2 South ern 2 500 Southern 2 (*) | 500 NB2 Station | 2025 -2030
3 South ern 3 500 Southern | 3 (*) | 500 NB3 Station | 2025 -2030
Total | 17000
Note:
regulations and is determined at the project preparation stage, ensuring no overlap with other plans.
(*) Projects with identified phases up to 2030 are shown in | Table 18.

## Table_19_Expected_list_of_flexi
No. Project | Expected capacity
(MW) | Province/City | Operational
phase | Note
Power Plant | 300 Ninh Binh | 2025 - 2030 | Decision 1682/QD -TTg
2 Ninh Bi nh 2 Flexible
power plant | 1200 | Ninh Binh | 2025 - 2030
Power Plant | 1200 | Hai Duong | 2025 - 2035
added (*) | About 6,530 | 2025 - 2035
Note:
provisions of law.
preparation phase.

## Table_20_Potential_projects_for
0 | 1 | 2
No. Project | Expected
capacity (MW) | Source Type | Note
1 Export projects of offshore wind power | 8,000 -10,000 | Offshore Wind
Power | Based on proposals
countries
2 TGS Duyen Hai offshore wind power area | 2,000 | Offshore Wind
Power | Tra Vinh province
proposed
3 Electricity export of Ca Mau province | 2,000 -5,000 | Sources from
renewable energy | Ca Mau Province
4 Bac Lieu 5 Wind Power Plant Project | 10,000 | Offshore wind
power export | Bac Lieu province
proposed
Note:
Electricity export projects are allowed to be developed | on the basis of ensuring energy security,
national defense security and economic and technical conditions.
Appendix III.2
LIST OF RENOVATION AND NEW CONSTRUCTION OF TRANSMISS ION GRIDS
INVESTMENT PRIORITIES TO 2030 AND ORIENTATION TO 2035
______________

## Table_1_List_of_UHVDC_projects_
0 | 1 | 2
No. Project name | Scale
(km/MW) | Note
I Phase 2026 -2030
500kV Lao Cai | 3000 MW | Serving the connection of electricity import from China,
implemented when | the competent authority approves the
Back -to-Back conversion station is built in Vietnam territory.
II Phase 2 031-2035
1 2x700km | The lengt h, cross -section of conductors and the direction of the
Quan line route.
2 Converter station | middle of
Central 1 | 5000 -
10000 MW | The scale and location of the station will be determined during
placing it in Quang | Binh and | Quang Tri areas.
10000 MW | The scale and location of the station will be determined during
Bac Giang provinces.
Central 2 - North 2 | 2x1050km | The length, cross -section of conductors and line direction will
phase.
5 Central converter station
Central 2 | 5000 -
10000 MW | The scale and location of the station will be determined during
locating in Quang Ngai area.
10000 MW | The scale and location of the station will be determined during
placing it in the western districts of Hanoi.
Line from South
Central - North 3 | 2x1550km | The length, cross -section of conductors and the direction of the
the South Central Power Source.
8 South Central | converter
station
10000 MW | The scale and location of the station will be determined du ring
placing it in Ninh Thuan province.
10000 MW | The scale and location of the station will be determined during
locating in Hung Yen province.
Tau to Hai Phong | 2x1700km | The length, cross -section of conductors and line direction will
be determined precisely | during the project implementation
region.
Note:
baseload power sources and renewable energy sources), linked to market signals and policy mechanisms.

## Table_2_Orientation_of_UHVAC_li
0 | 1 | 2 | 3
period 2031 -2035
No. Project name | Scale
(km/MVA) | Note
I Phase 2031 -2035
1 765-1000 kV South
Central 1 - Southern 1 | Line 600km | In case the South Central power source development
implementation phase.
2 765-1000 kV South
Central 2 - Southern 2 | Line 600km | In case the South Central power source development
releasing nuclear power capacity | and increasing the
AC grid instead of the | 500 kV transmission option.
implementation phase.
3 765-1000 kV South Central 1
Substation
4000 MVA | New construction, in case of high development of
implementation phase.
4 765-1000 kV South Central | 2
Substation | 4000 MVA | New construction, in case of high development of
implementa tion phase.
5 765-1000 kV Southern | 1 Substation | 4000 MVA | New construction, in case of high development of
South | Central power source, synchronize the 765 -
implementation phase.
6 765-1000 kV Southern | 2 Substation | 4000 MVA | New co nstruction, in case of high development of
1000 kV South Central 2 - South 2 transmission line.
implementation phase.

## Table_3_List_of_newly_built_and
No. Substation name | Capacity (MVA) | Note
I Phase 2025 -2030
1 West Hanoi | 1800 | Renovation and capacity improvement
2 Son Tay | 1800 | New construction
3 South Hanoi | 1800 | New construction
4 Dan Phuong | 1800 | New construction, consideration of
connection to D an Phuong 220kV station
5 Hai Phong | 1800 | New construction
6 Hai Phong 2 | 1800 | New construction
7 BB 1 (*) | 2700 | New construction, synchronized | offshore
wind | power source
8 Gia Loc | 900 New construction
9 Pho Noi | 1800 | Renovation and capacity improvement
10 Hung Yen 1 | 1800 | New construction, renaming from 500 kV
Long Bien substation in Power Plan VIII
11 Hung Yen 2 | 900 New construction
12 Nam Dinh | 1800 | New construction, the names in the list of
Thermal Power Plant, Nam Dinh | 1
Thermal Power Plant
13 Thai Binh | 1200 | New construction
14 Hoa Binh 2 Cutting Station | Cutting station | Build new cutting station
15 Lao Cai | 2700 | New construction
16 Lang Son | 1800 | New construction
17 Yen Bai (*) | 1800 | New construction
18 Thai Nguyen | 1800 | New construction
19 Viet Tri | 1800 | Renovation and capacity improvement
20 Vinh Yen | 1800 | New construction
21 Bac Giang | 900 New construction
22 Yen The | 900 New construction
23 Bac Ninh | 1800 | New construction
24 Bac Ninh 2 | 1800 | New construction
25 Quang Ninh | 1,800 | New construction
26 Lai Chau | 1800 | Renovation and capacity improvement
27 Than Uyen | 2700 | New construction
28 Dien Bien | 2700 | New construction
29 Son La 1 (*) | 1800 | New construction
30 Son La 2 (*) | 1800 | New construction
31 Hoa Binh | 1800 | Renovation and capacity improvement
32 Nghi Son | 1800 | Renovation and capacity improvement
33 Thanh Hoa | 1800 | Renovation and capacity improvement
34 Nam Cam | Build new switching station to serve
electricity import connection from Laos
35 Quynh Luu | 1800 | New | construction
36 Ha Tinh 2 | 2700 | New construction
increase capacity | 4500 | New construction and renovation,
capacity expansion
and power systems | Including but not limited to projects:
current | capacity, setting up automatic
automation,...
II Phase 2031 -2035
1 Thuong Tin 2700 | Renovation and capacity improvement
2 Dong Anh | 2700 | Renovation and capacity impr ovement
3 West Hanoi | 2700 | Renovation and capacity improvement
4 South Hanoi | 2700 | Renovation and capacity improvement
5 Dan Phuong | 2700 | Renovation and capacity improvement
6 Van Tri | 1800 | New construction
7 Hai Phong 2 | 2700 | Renovation and capacity impro vement
8 BB 1 (*) | 3600 | Renovation and capacity improvement
9 BB 2 (*) | 3600 | New construction, synchronized power
source
10 Gia Loc | 1800 | Renovation and capacity improvement
11 Hung Yen 1 | 2700 | Renovation and capacity improvement
12 Hung Yen 2 | 1800 | Renova tion and capacity improvement
13 Ha Nam | 1800 | New construction
14 Nam Dinh | 2700 | Renovation, capacity increase, names in
Thermal Power Plant
15 Nam Dinh 2 | 900 New construction
16 Nam Dinh 3 | 1800 | New construction, synchronized with the
load of Ninh Co Economic zone
sources to supply power to this load.
17 Thai Binh | 1800 | Renovation | and capacity improvement
18 BB 4 (*) | 2700 | New construction, synchronized power
source
19 Lang Son 2 (*) | 1800 | New construction
20 Ha Giang | 1800 | New construction
21 Thai Nguyen 2 | 900 New construction
22 Phu Tho | 1800 | New construction
23 Vinh Tuong | 1800 | New construction
24 Bac Giang | 1800 | Renovation and capacity improvement
25 Yen The | 1800 | Renovation and capacity improvement
26 Bac Ninh | 2700 | Renovation and capacity improvement
27 Bac Ninh 2 | 2700 | Renovation and capacity improvement
28 Bac Ninh 3 | 1800 | New construction
29 BB 3 (*) | 2700 | New construction, synchronized power
source.
30 Hai Ha | 900 New construction
31 Quang Ninh 2 | 1800 | Renovation and capacity improvement
32 NLTT | Lai Chau 1 (*) | 1800 | New construction
33 Son La | 2700 | Renovation and capacity improvement
34 Thanh Hoa | 2700 | Renovation and capacity improvement
35 Tinh Gia | 1800 | New construction
36 Nam Cam | 900 Install additional transformer at the
necessary)
37 Ha Tinh | 1800 | Renovation and capacity improvement
increase capacity | 2700 | New construction and renovation,
capacity expansion
and power systems | Includin g but not limited to projects:
automation,...

## Table_4_List_of_newly_built_and
0 | 1 | 2 | 3
No. Line name | Numbe
circuits | X km Note
I Phase 2025 -2030
Thuong Tin | 1 x 75 Convert one circuit into two circuits
2 Dan Phuong - | Tay Hanoi -
Vinh Yen | 4 x 5 Connection to 500 kV Dan Phuong
Substation
Thuong Tin | 2 x 8 Connecting | to 500 kV Hung Yen 1
substation, replacing the 500 kV Long Bien
Planning VIII
4 Hung Yen 2 - Hung Yen 1 | 2 x 35 Connecting of 500kV Hung Yen 2
Substation
Thuong Tin | 2 x 5 Connecting to 500 kV South Hanoi
Substation
6 Son Tay - Dan Phuong | 2 x 20 Connecting to 500 kV Son Tay Substation
7 West Hanoi - Vinh Yen | 2 x 70 New construction
8 Busbar 1 - Hai Phong (*) | 2 x 25 New construction, synchronized with the
the results of the actual sea survey.
9 Hai Phong - Thai Binh | 2 x 38 Connection to 500 kV Hai Phong Substation
Thermal Power Plant | - Pho
Noi 4 x 5 New construction
11 Hai Phong - Hai Phong 2 | 2 x 20 New construction
12 Busbar 1 - Quang Ninh 2 (*) | 2 x 60 New construction, synchronized with the
the results of the actual sea survey.
Noi 4 x 13 Connecting | to Gia Loc 500 kV Substation
Noi 4 x 1 Connecting to 500 kV Thai Binh Substation
Pho Noi | 4 x 1 New construction, connection, completion
of Nam Dinh 500kV substation diagram.
switching | Station | 2 x 110 New construction
17 Hoa Binh 2 Switching
Quan | 4 x 5 New construction
18 Hoa Binh 2 Switching
Station - West Hanoi | 2 x 80 New construction
Lao Cai | 2 x 65 Buy electricity from China
20 Lao Cai - Vinh Yen | 2 x 210 Connecting to 500 kV Lao Cai substation,
China
21 Lang Son - Bac Giang (*) | 2 x 120 New constructi on
22 Lang Son - Yen The (*) | 2 x 120 New construction
23 Yen Bai - Thai Nguyen (*) | 2 x 100 New construction, in case of high
March 5, 2025.
Yen (*) | 4 x 20 New construction, in case of high
March 5, 2025.
25 Hiep Hoa - Thai Nguyen | 2 x 29 Connecting to 500 kV Thai Nguyen
Substation
26 Yen The - Thai Nguyen | 2 x 70 New construc tion
Hoa and Viet Tri - Hiep Hoa | 4 x 5 Connecting to 500 kV Vinh Yen Substation
28 Bac Giang - Bac Ninh | 2 x 40 New construction
Hiep Hoa | 4 x 5 Connecting to 500 kV Bac Giang Substation
30 Bac Ninh | - Dong Anh - Pho
Noi 2 x 1 Connecting to 500 kV Bac Ninh Substation
Hiep Hoa | 4 x 10 Connecting of 500 kV Bac Ninh 2
substation
32 LNG Quang Ninh - Quang
Ninh | 2 x 30 New construction, synchronized power
source. Replace the 500 | kV LNG Quang
Quang Ninh - Hiep Hoa line.
33 Lai Chau - Than Uyen | 2 x 75 New construction
34 Than Uyen - Yen Bai (*) | 2 x 170 New construction, in case of high
March 5, 2025.
35 Dien Bien - Lai Chau (*) | 2 x 50 New construction
Quan (*) | 2 x 150 New construction, in case of high
the Northwest, on the basis of | renewable
March 5, 2025.
37 Son La 1 - Son Tay (*) | 2 x 150 New construction, in case of high
March 5, 2025.
38 Son La 2 - Son La 1 (*) | 2 x 50 New construction, in case of high
March 5, 2025.
Expansion | - Hoa Bin h - Nho
Quan | 2 x 1 Synchronous Hoa Binh Hydropower
Expansion
40 Quynh Luu - Quang Trach
- Thanh Hoa | 4 x 5 New construction
Quynh Lap | 2 x 10 New construction, in case of LNG Nghi
invest first in | Quynh Luu - Hung Yen 1 line
invest first in Quynh Luu - Hung Yen 2 line
43 LNG Quynh Lap - Quynh
invest first in Quynh Luu | - Hung Yen 2 line
Hydropower | 2 x 50 New construction, source synchronization
Quang Trach | 2 x 1 New construction, | synchronized power
source
46 Nam Cam Switching | Station
- Vung Ang - Nho Quan | 4 x 12 New construction, serving the connection of
Quan line circuits (circuits 1,2)
Switching | Station
superheat wire in this section.
Nang (circuit 3,4) | 2 x 16 Transition to 500 kV Ha
Tinh (*) | 4 x 5 New construction
50 Phila wind power | – Nam
Station | 2 x 35 Proposed plan in the document of | the
import of Lao electronics
kV Ha Tinh Substation | 2 x 50 Proposed plan in the document of the
import of electricity from Laos
Back) 500kV Lao Cai | 4 x 2 Serving the connection of electricity import
is built | in Vietnam territory.
Laos | 600 New construction
of 500 kV lines | 200 New construction and re novation
II Phase 2031 -2035
(*) | 120 New construction, length, cross -section of
implementation phase.
(*) | 120 For new construction, the length, cross -
implementation phase.
(*) | 120 New construct ion, length, cross -section of
implementation phase.
4 Van Tri - Vinh Yen | 2 x 40 New construction
5 Busbar | 2 - Busbar 1 - Hai
Phong 2 (*) | 4 x 5 New construction, synchronized with t he
the results of the actual sea survey.
6 Ha Nam - Thai Binh | 2 x 20 New construction
LNG - Hung Yen 2 | 4 x 5 New construction
8 Nam Dinh - Nam Dinh 3 | 2 x 18 New construction, synchronized with 500
kV Nam Dinh 3 substation
9 Busbar 4 - Bac Giang (*) | 2 x 135 New construction, synchronized with the
the results of the actual sea survey.
Nguyen | 2 x 180 New construction
Son - Yen The | 4 x 10 New construction
Nguyen - Yen The | 2 x 20 New construction
Viet Tri | 4 x 20 New construction
14 Son Tay - Vinh Tuong | 2 x 20 New construction
Pho Noi | 4 x 10 New construction
16 Busbar 3 - Lang Son (*) | 2 x 140 New construction, synchronized with the
the results of the actual sea survey.
and volume will be accurate | during the
the results of the ac tual sea survey.
18 Renewable Energy
Chau - Than Uyen (*) | 4 x 20 New construction
Son - Nho Quan | 2 x 20 New construction, sync hronized power
during project implementation phase.
Thai Binh | 2 x 50 New construction, synchronized power
Ang - Quang Trach | 2 x 20 New construction, synchronized power
during project implementation phase.
Cong Thanh | 2 x 5 New construction, synchronized power
during project implementation phase.
Ninh | 3 2 x 220 New construction, synchronized power
direction with LNG Nghi Son - Hung Yen 1.
source
Vinh Yen | 4 x 20 New construction, synchronized power
source
Son Tay (*) | 4 x 20 New construction, synchronized power
source
Hung Yen 2 | 4 x 4 New construction
500 kV Substation (or | Gia
Loc 500 kV Substation) | 2 x 45 Synchronizing Hai Phong LNG Thermal
Power Plant Phase I
Quang Trach | 2 x 1 New construction, synchronized power
source
renovation (circ uit 2) | 2 x 200 New construction, contingency plan in case
of deploying HVDC middle of | Central 1 -
Quang Tri - Vung Ang line
31 Son La Hydropower
Expansion | - Son La
Hydropower | - Lai Chau | 1 x 5 New construction, synch ronized power
project implementation phase.
32 Lai Chau Hydropower
Expansion | - Lai Chau
Hydropower | - Lai Cha u 2 x 1 New constructio n, synchronized power
project implementation phase.
circuits
of 500 kV lines | 3 x 40 New construction and renovation
and renovated 220 kV transformer stations in the Northern region
No. Project name | Capacity (MVA) | Note
I Phase 2025 -2030
1 Van Tri | 750 Renovation and capacity improvement
2 West Hanoi | 750 Renovation and capacity improvement
3 Soc Son 2 | 250 New construction
4 Van Dien | 500 New construction
5 Long Bien 2 | 500 New construction
6 Me Linh | 500 New construction
7 Chuong My | 250 New construction
8 Ung Hoa 500 New construction
9 Dai Mo | 750 New construction
10 Hoa Lac | 500 New construction
11 Cau Giay | 250 New construction
12 Hai Ba Trung | 250 New construction
13 Thanh Xuan | 750 New construction
14 Dan Phuong | 500 New construc tion
15 Phu Xuyen | 250 New construction
16 Hoa Lac 2 | 500 New construction
17 Hanoi 2 | Renewable energy | (*) 500 New construction
18 Vat Cach | 500 Renovation and capacity improvement
19 Hai Phong | thermal power | 500 Renovation and capacity improvement
20 Do Son | 250 New cons truction
21 An Lao | 500 New construction
22 Dai Ban | 250 New construction
23 Duong Kinh | 500 New construction
24 Tien Lang | 500 New construction
25 Cat Hai | 500 New construction
26 Pha Lai thermal power | 750 Renovation and capacity improvement
27 Gia Loc | 500 New construction
28 Tu Ky | 250 New construction
29 Hai Duong | 500 Renovation and capacity improvement
30 Tan Viet | 500 New construction
31 Thanh Ha | 250 New construction
32 Nhi Chieu | 250 New construction
33 Nam Sach | 250 New construction
34 Thanh Mie n 250 New construction
35 Hung Yen 2 500 kV interconnection | 250 New construction
36 Bai Say | 500 New construction
37 Van Giang | 250 New construction
38 Ly Nhan | 500 New construction
39 Dong Van | 750 New construction
40 Hai Hau | 500 New construction
41 Nam Dinh 2 | 250 New construction
42 Nghia Hung | 500 New construction
43 Nam Dinh 3 | 750 New construction
44 Giao Thuy | 250 New construction
45 Quynh Phu | 500 New construction
46 Vu Thu | 500 New construction
47 Thai Binh 500 kV interconnection
interconnect ion 500 New construction
48 Ninh Binh 2 | 500 New construction
49 Nho Quan 500 kV interconnection | 500 Renovation and capacity improvement
50 Tam Diep | 250 New construction
51 Gia Vien | 500 New construction, implemented in case
substation | 52 Ha Giang | 375 Renovation and capacity improvement
53 Bac Quang | 500 Renovation and capacity improvement
54 Cao Bang | 500 Renovation and capacity improvement
55 Bac Ha | 250 New construction
56 Bat Xat | 500 New construction
57 Lao Cai 500 | kV interconnection | 500 New construction
58 Van Ban | 250 New construction
59 Bac Kan 1 (*) | 500 New construction
60 Lang Son | 500 Renovation and capacity improvement
61 Dong Mo | 500 New construction
62 Lang Son 2 (*) | 500 New construction
63 Lang Son 1 (* ) 500 New construction
64 Tuyen Quang | 500 Renovation and capacity improvement
65 Nghia Lo | 500 New construction
66 Yen Bai | 500 Renovation and capacity improvement
67 Luc Yen | 250 New construction
68 Yen Bai 1 (*) | 500 New construction
69 Yen Bai 2 (*) | 500 New construction
70 Song Cong | 500 New construction
71 Phu Binh 2 | 500 New construction
72 Dai Tu | 250 New construction
73 Thai Nguyen 2 | Renewable energy
(*) 500 New construction
74 Phu Tho 2 | 500 New construction
75 Viet Tri 500 kV interconnection | 500 New construction
76 Phu Tho 3 | 250 New construction
77 Tam Duong | 500 New construction
78 Ba Thien | 500 New construction
79 Phuc Yen | 250 New construction
80 Chan Hung | 250 New construction
81 Bac Giang 500 kV interconnection | 500 New construction
82 Lang Giang | 250 New construction
83 Yen Dung | 500 New construction
84 Hiep Hoa 2 500 New construction
85 Tan Yen | 500 New construction
86 Viet Yen | 500 New construction
87 Bac Giang 1 (*) | 500 New construction
88 Bac Ninh 6 | 500 New construction
89 Bac Ninh 4 | 500 New construction
90 Bac Ninh 5 | 500 New construction
91 Bac Ninh 7 | 500 New construction
92 Bac Ninh 500 kV interconnection | 500 New construction
93 Hoanh Bo | 500 Renovation and capacity improvement
94 Cam Pha | 500 Renovation and capacity improvement
95 Quang Ninh 500 kV interconnection | 500 Renovation and capacity improvement
96 Khe Than | 126 New construction
97 Mong Cai | 500 New construction
98 Yen Hung | 750 Reno vation and capacity improvement
99 Hai Ha 2 | 250 New construction to replace 220 kV Hai
Ha Industrial Park Substation
Hai Ha | 100 Cong Hoa | 500 New construction
101 Nam Hoa | 500 New construction
102 Quang Ninh 1 (*) | 500 New construction
103 Renewable ener gy Quang Ninh 2 (*) | 500 New construction
104 Muong Te | 750 Renovation and capacity improvement
105 Pac Ma | 500 New construction
106 Phong Tho | 500 New construction
107 Sin Ho | 250 New construction
108 Than Uyen | 750 Renovation and capacity improvement
109 Lai Chau 1 Renewable energy | (*) 500 New construction
110 Lai Chau 2 | Renewable energy | (*) 500 New construction
111 Dien Bien | 500 New construction
112 Dien Bien 1 (*) | 500 New construction
113 Dien Bien 2 (*) | 500 New construction
114 Muong La | 500 Renova tion and capacity improvement
115 Song Ma | 250 New construction
116 Moc Chau | 250 New construction
117 Phu Yen | 375 New construction
118 Son La 1 (*) | 250 New construction
119 Son La 2 (*) | 500 New construction
120 Son La 3 (*) | 500 New construction
121 Son La 4 (*) | 500 New construction
122 Son La 5 (*) | 500 New construction
123 Son La 6 (*) | 500 New construction
124 Hoa Binh | 500 Renovation and capacity improvement
125 Yen Thuy | 250 Renovation and capacity improvement
126 Tan Lac | 250 New construction
127 Sam Son 500 New construction
128 Tinh Gia | 500 New construction
129 Nghi Son Economic Zone | 750 Renovation and capacity improvement
130 Nghi Son Refinery Petrochemical | 500 New construction
131 Hau Loc | 500 New construction
132 Thieu Hoa | 250 New construction
133 Thieu Yen | 250 New construction
134 Thanh Hoa 1 (*) | 500 New construction
135 Dong Vang | 500 New construction
136 Nghi Son 2 | 500 New construction
137 Do Luong | 500 Renovation and capacity improvement
138 Nam Cam | 500 New construction
139 Quy Hop | 250 New construction
140 Tuong Duong | 250 Renovation and capacity improvement
141 Ba Thuoc | 250 New construction
142 Hoang Mai | 500 New construction
143 Hoang Mai 2 | 250 New construction
144 Quynh Luu 500kV interconnection | 500 New construction
145 Nghe | An 1 | Renewable energy | (*) 500 New construction
146 Nghe An 2 Renewable energy | (*) 500 New construction
147 Ha Tinh | 500 Renovation and capacity improvement
148 Can Loc | 250 New construction
149 Vung Ang | 500 New construction
151 Ha Tinh 1 (*) | 500 New construction
152 NLTT Ha Tinh 2 (*) | 500 New construction
153 NLTT Ha Tinh 3 | (*) 500 New construction
154 NLTT Ha Tinh 4 (*) | 500 New construction
155 NLTT Ha Tinh 5 (*) | 500 New construction
156 Reserved | for new constructio n and
capacity | 3750 | New construction and renovation,
capacity expansion
substations. | Limit short circuit current
Thermal power Hai Duong | Limit short circuit current, increase
power supply reliability
II Phase 2031 -2035
1 Soc Son 2 | 750 Renovation and capacity improvement
2 Van Dien | 750 Renovation and capacity improv ement
3 Long Bien 2 | 750 Renovation and capacity improvement
4 Xuan | Mai 750 Renovation and capacity improvement
5 Chuong My | 500 Renovation and capacity improvement
6 Ung Hoa | 750 Renovation and capacity improvement
7 Hoa Lac | 750 Renovation and capacity improvement
8 Cau Giay | 500 Renovation and capacity improvement
9 Hai Ba Trung | 750 Renovation and capacity improvement
10 Dan Phuong | 750 Renovation and capacity improvement
11 Phu Xuyen | 500 Renovation and capacity improvement
12 Dong Anh 2 | 500 New cons truction
13 Dong Anh 3 | 500 New construction
14 Hoa Lac 2 | 750 Renovation and capacity improvement
15 Phuc Tho | 500 New construction
16 Thanh Tri | 500 New construction
17 Thanh Oai | 500 New construction
18 Van Tri 500 kV interconnection | 500 New constructi on
19 Van Tri 2 | 500 New construction
20 Dinh Vu | 750 Renovation and capacity improvement
21 Do Son | 500 Renovation and capacity improvement
22 An Lao | 750 Renovation and capacity improvement
23 Thuy Nguyen | 750 Renovation and capacity improvement
24 Dai Ban 500 Create, increase capacity
25 Hai Phong 2 | 250 New construction
26 Dinh Vu 2 | 500 New construction
27 Gia Loc | 750 Renovation and capacity improvement
28 Tu Ky | 500 Renovation and capacity improvement
29 Thanh Ha | 500 Renovation and capacity improve ment
30 Nhi Chieu | 500 Renovation and capacity improvement
31 Nam Sach | 500 Renovation and capacity improvement
32 Thanh Mien | 500 Renovation and capacity improvement
33 Pho Noi | 750 Renovation and capacity improvement
34 Pho Cao | 750 Renovation and capaci ty improvement
35 Hung Yen 500 kV interconnection | 500 Renovation and capacity improvement
36 Van Giang | 500 Renovation and capacity improvement
37 Pho Noi 500 kV interconnection | 750 Renovation and capacity improvement
38 Phu Ly | 750 Renovation and capaci ty improvement
39 Thanh Nghi | 750 Renovation and capacity improvement
40 Ly Nhan | 750 Renovation and capacity improvement
41 Kim Bang | 500 New construction
42 Nam Dinh 2 | 500 Renovation and capacity improvement
43 Giao Thuy | 500 Renovation and capacity imp rovement
44 Nam Dinh 2 500 kV interconnection | 500 New construction
45 Thai Binh 500 kV interconnection | 750 Renovation and capacity improvement
46 Tien Hai | 500 Build invitation
47 Ninh Binh 2 | 750 Renovation and capacity improvement
48 Tam Diep | 500 Reno vation and capacity improvement
49 Ha Giang | 500 Renovation and capacity improvement
50 Ha Giang 2 | 250 New construction
51 Quang Uyen | 250 New construction
52 Lao Cai 500 kV interconnection | 750 Renovation and capacity improvement
53 Van Ban | 500 Renova tion and capacity improvement
54 Lao Cai 2 | 250 New construction
55 Lao Cai 3 Renewable Energy (*) | 500 New construction
56 Dong Mo | 750 Renovation and capacity improvement
57 Tuyen Quang Hydropower | 250 Renovation and capacity improvement
58 Son Duong | 500 New construction
59 Luc Yen | 500 Renovation and capacity improvement
61 Dai Tu | 500 Renovation and capacity improvement
62 Phuc Xuan | 500 New construction
63 Phu Luong | 500 New construction
64 Phu Binh 3 | 500 New construction
65 Phu Tho 3 | 500 Renovation | and capacity improvement
66 Viet Tri 2 | 500 New construction
67 Phu Tho 500 kV interconnection | 500 New construction
68 Vinh Yen | 750 Renovation and capacity improvement
69 Ba Thien | 750 Renovation and capacity improvement
70 Phuc Yen | 500 Renovation and capacity improvement
71 Chan Hung | 500 Renovation and capacity improvement
72 Vinh Tuong 500 kV interconnection | 500 New construction
73 Lang Giang | 500 Renovation and capacity improvement
74 Yen Dung | 750 Renovation and capacity improvement
75 Son Dong | 500 Renovation and capacity improvement
76 Tan Yen | 750 Renovation and capacity improvement
77 Viet Yen | 750 Renovation and capacity improvement
78 Chu 500 New construction
79 Bac Ninh | 750 Renovation and capacity improvement
80 Bac Ninh 3 | 750 Create, inc rease capacity
81 Bac Ninh 2 | 750 Renovation and capacity improvement
82 Bac Ninh 6 | 750 Renovation and capacity improvement
83 Bac Ninh 2 500 kV interconnection | 500 Build invitation
84 Bac Ninh 3 500 kV interconnection | 500 New construction
85 Bac Ninh 10 750 New construction
86 Bac Ninh 9 | 750 New construction
87 Quang Ninh 500 kV interconnection | 750 Renovation and capacity improvement
88 Hai Ha 2 | 500 Renovation and capacity improvement
89 Van Don | 250 New construction
90 Sin Ho | 750 Renovation and ca pacity improvement
91 Lai Chau 3 Renewable Energy (*) | 500 New construction
92 Lai Chau 4 Renewable Energy (*) | 500 New construction
93 Song Ma | 500 Renovation and capacity improvement
94 Yen Thuy | 500 Renovation and capacity improvement
95 Luong Son | 250 New construction
96 Hoa Binh | 1 (*) | 250 New construction
97 Thieu Hoa | 500 Renovation and capacity improvement
98 Thieu Yen | 500 Renovation and capacity improvement
99 Tinh Gia 500 kV interconnection | 500 New construction
100 Quy Hop 500 Renovation and c apacity improvement
101 Tuong Duong | 500 Renovation and capacity improvement
102 Hoang Mai 2 | 500 Renovation and capacity improvement
103 Hung Nguyen | 500 New construction
104 Cua Lo | 500 New construction
105 Can Loc | 500 Renovation and capacity improvemen t
106 Loc Ha | 250 New construction
capacity | 2750 | New construction and renovation,
capacity improvement
and power systems | Including but not limited to projects:
capacitor banks, SVCs, SVGs, FACTS
transmi ssion lines and transformers;

## Table_6_List_of_newly_built_and
0 | 1 | 2 | 3 | 4
SCADA/DMS, station automation,... | Table 6: List of newly built and renovated 220 kV lines in the Northern region
No. Line name | Number
circuits | X km Note
I Phase 2025 -2030
1 Dong Anh 500 kV - Van Tri | 2 x 16 New construction
- Thanh Xuan | 4 x 2 Connecting to Dai Mo 220 kV Substation
3 West Hanoi - Thanh Xuan | 4 x 16 Connecting to Thanh Xuan 220 kV
Substation
circuits | 2 x 30 Convert one circuit into two circuits, and
Dong | 2 x 2 Connecting to 220 kV Chuong My
Substation
Linh | 2 x 15 New construction
7 Dan Phuong 500 kV - Cau Giay | 2 x 20 Overhead lines and underground cables
Giay substation
Chem - Van Tri | and Chem - Tay
Ho | 4 x 11 New construction
Phu Ly | 4 x 5 New construction
10 Hai Ba Trung - Mai Dong | 2 x 3 Underground cable, connecting 220 kV
Hai Ba Trung substation
11 Hai Ba Trung – Thanh Cong | 2 x 5 Underground cable , connecting 220 kV
Hai Ba Trung substation
12 Long Bien - Mai Dong | 2 x 15 New construction
- Long Bien | 4 x 3 Connecting | to 220 kV side of Long Bien
2 Substation
14 Hung Yen 1 500 kV - Long
Bien | 2 2 x 20 Connecti ng to 500 kV Hung Yen 1
substation
Thuong Tin | 4 x 4 New construction
Phu Ly | 2 x 40 Converting one circuit into two circuits,
station
(circuit 1) | 2 x 2 Connection to 220 kV Me Linh
Substation
(circuit 2) | 2 x 2 Connecting 220 kV Me Linh substation.
Van Tri to Vinh Yen - Van Tri | when the
higher than the allowable limit.
Xuyen | 2 x 15 Connecting to 220 kV Phu Xuyen
Substation
20 Hoa Binh - West Hanoi circuit 4 | 1 x 50 New construction, renovating the old
limit short circuit current.
500 kV Thuong Tin - Pho Noi | 2 x 34 Increase the load capacity of 1 circuit
substation
Soc Son | 2 x 10 Increase the load capacity of two circuits
limit short -circuit current.
Tri - Tay Ho - Chem | 2 x 20 Ensuring electricity supply in Hanoi
Xuan Mai - Ha Dong | 1 x 25 Renovation
substation
26 Son Tay 500 kV - Hoa Lac | 2 x 12 New construction
27 Son Tay 500 kV - Hoa Lac 2 | 2 x 15 New construction
branch - Vinh Yen | 4 x 5 New construction
29 West Hanoi 500 kV - Hoa Lac | 2 x 14 New cons truction
30 Ung Hoa - Ha Dong - Phu Ly | 2 x 1 Connection to 220 kV Ung Hoa
Substation
Thuong Tin | 4 x 7 Connection to 220 kV Van Dien
substation
Energy (*) | 2 x 15 New construction
Dinh Vu | 4 x 3 Connecting 220 kV Duong Kinh
substation, and simultaneously transiting
Duong 2 - Dinh Vu
34 An Lao - Dong Hoa - Thai Binh | 4 x 2 Connecting to 22 0 kV An Lao Substation
35 Cat Hai - Dinh Vu | 2 x 12 In case the 220 kV Dinh Vu transformer
Kinh line circuit.
Kinh | 4 x 2 Connecting to Dai Ban 220 kV
Substation
37 Do Son - Duong Kinh | 2 x 8 Connecting to 220 kV Do Son Substation
- Vat Cach | 4 x 10 New construction
39 Hai Phong 2 500 kV - Dai Ban | 4 x 5 New construction, consideration of
connecting to Dai Ban 220kV subs tation
40 Hai Phong 500 kV - Duong Kinh | 2 x 8 New construction
41 Hai Phong 500 kV - Tien Lang | 2 x 14 Connection to 220 kV Tien Lang
Substation
42 Nam Hoa - Cat Hai | 2 x 12 New construction
43 Busbar 1 - Do Son (*) | 2 x 10 New construction , | synchronized | with the
survey.
power | - Pho Noi | 4 x 5 New construction
45 500 kV Hai Phong - Gia Loc | 2 x 32 New construction
46 Gia Loc 500 kV - Gia Loc
- Hai Phong 500 kV | 4 x 5 Connecting 500 kV Gia Loc substation,
connect Gia Loc 220 kV
Hai Duong 2 | 4 x 2 Connecti ng to 220 kV Nhi Chieu
Substation
48 Tan Viet - Gia Loc - Pho Noi | 4 x 3 Connecti ng to Tan Viet 220 kV
Substation
Gia Loc | 2 x 12 Connecti ng to Thanh Ha 220 kV
Substation
Loc 4 x 4 New construction
51 Gia Loc 500 kV - Thanh Mien | 2 x 11 New construction
power | 2 x 11 New construction
53 Bai Say - Kim Dong | 2 x 11 Connecti ng to Bai Say 220 kV
Substation
54 Hung Yen 2 500 kV | - Dong
Substation
- Pho Cao | 4 x 5 Connecti ng of 500 kV Hung Yen 2
Substation
- Thuong Tin 500 kV | 4 x 2 Connecti ng to 220 kV Van Giang
Substation
57 Circuit 2 Nho Quan - Phu Ly | 1 x 40 New construction and renovation of 1
circuit into 2 circuits
58 Dong Van - Phu Ly | 2 x 17 Connecting 220 kV Dong Van
transition
59 Ly Nhan | - Thanh Nghi - Thai
Binh | 4 x 2 Connecti ng to 220 kV Ly Nhan
Substation
60 Hai Hau - Truc Ninh | 2 x 17 Connecti ng to 220 kV Hai Hau
Substation
Dinh | 4 x 2 Connecti ng to 220 kV Nam Dinh 2
62 Nam Dinh 500 kV - Hai Hau | 2 x 10 Connecti ng to 500 kV Nam Dinh
Substation
63 Nam Dinh 500 kV - Hau Loc | 2 x 47 Connecti ng to 500 kV Nam Dinh
Substation
Power | - Nam Dinh 3 | 2 x 18 Synchronize with the progress of
speciali zed load development
Power Plant | 2 x 30 Large cross -section phase wire.
substation
66 Nghia Hung - Nam Dinh 500 kV
Thermal | Power - Hau Loc | 4 x 2 Connecti ng to 220 kV Nghia Hung
Substation
67 Giao Thuy - LNG Thai
Binh - Truc Ninh | 4 x 4 New construction, connection of 220kV
Giao Thuy substation
and Thai Binh - Ninh Binh | 4 x 2 Connecti ng to 220 kV Vu Thu Substation
69 LNG Thai Binh - Tien Lang | 2 x 56 New const ruction, synchronized power
source
70 LNG Thai Binh - Truc Ninh | 2 x 50 New construction, synchronized power
source
Substation
72 Thai Binh 500 kV - Thai
Binh - Kim Dong | 4 x 5 Conn ecting to 220 kV side of Thai Binh
500 kV
73 Thai Binh 500 kV - Thanh Nghi | 2 x 53 New construction
01 circuit into 02 circuits | 2 x 34 Gia Vien - Tam Diep - Bim Son 220kV
Substation
75 Gia Vien - Nam Dinh | 2 x 13 Gia Vien - Nam Dinh connection switch ,
Binh 220 kV substation
Ninh Binh | 4 x 1 Connecti ng to Gia Vien 220 kV
Substation
capacity
500 kV -Ninh Binh | 2 x 26 Renovation
Binh | 2 x 12 Connecti ng to 220 kV Ninh Binh 2
substation
79 Tam Diep - Bim Son - Ninh Binh | 4 x 5 Connecti ng to the 220 kV Tam Diep
Son line
Nam Dinh 500 kV - Hau Loc | 2 x 16 New construction and synchronous Ninh
Binh Flexible Power Plant
border (Ha Giang province) | 2 x 55 Increase purchase of Chinese electricity
Giang - Bac Me Thermal power
and Ha Giang - Thai Nguyen | 42+51 | Increase the load | capacity of AC410
Nguyen (5km)
Vietnam - China border | 1 x 30 Increase purchase of Chinese electricity
84 Bao Lam - Bac Me | 2 x 30 Releasing the cap acity of small
hydropower plants in Ha Giang
85 Cao Bang - Lang Son | 2 x 120 New construction
86 Bat Xat - 500 kV Lao Cai | 2 x 47 Connection to 220 kV Bat Xat Substation
87 500 kV Lao Cai connection | 4 x 5 Connecting to 500 kV Lao Cai
substation, Bao Thang | - Yen Bai branch
88 Bac Ha - Lao Cai 500 kV | 1 x 50 Synchronize with regional power source
scale and progress
89 Bac Ha - 500 kV Lao Cai | 1 x 5 Reduce the load on 220kV Bao Thang
transmission line
- Lao Cai 500 kV
90 Than Uyen - 500 kV Lao Cai | 2 x 73 Connecting 220 kV Than Uyen
plants
Lao Cai 500 kV | releasing small hydropower capacity
92 Increase Lao Cai capacity
500 kV -Luc Yen | 2 x 90 Renovat ion
93 Bac Kan 1 - Bac Kan (*) | 2 x 10 New construction
Substation
95 Lang Son 1 - Dong Mo (*) | 2 x 60 Synchronize with regional power source
scale and progress
96 Lang Son 2 - Lang Son | 1 500 kV
(*) 2 x 20 New construction
97 Yen Son Hydropower | - Tuyen
Quang Hydropower | - Tuyen
Quang | 2 x 8 Synchronous Hydropower | Yen Son
98 Nghia Lo - Viet Tri (500 kV
Viet Tri) | 2 x 93 Relieving | Small hydropower
99 Huoi Quang - Nghia Lo | 2 x 103 Releasin g Small hydropower
Luc Yen | 2 x 1 Transfer connection Bac Quang to Luc
101 Luc Yen - 220 kV Lao Cai
- Yen Bai | 4 x 5 New construction
Luc Yen - Yen Bai | 2 x 58 Increase load capac ity, increase purchase
of Chinese electricity
loading capacity | 2 x 36 Increase load capacity, increase purchase
of Chinese electricity
104 Yen Bai 2 - Yen Bai 500 kV (*) | 2 x 10 New construction
105 Yen Bai 500 kV - Yen Bai turn
- Tuyen Quang (*) | 4 x 5 New construction
106 Yen Bai 1 - Yen Bai 500 kV (*) | 2 x 10 New construction
during the project implementation phase.
Connection (*) | 2 x 10 New construction, synchronization of
during the project implementation phase.
Connection (*) | 2 x 10 New co nstruction, synchronization of
during the project implementation phase.
Energy Plant -
Tuyen Quang - Thai Nguyen
source
Giang | 2 x 13 Connecti ng to 220 kV Phu Binh 2
Substation
112 500 kV Hiep Hoa | - Phu Binh
Substation
Phu Binh | 2 x 13 Connecti ng to 220 kV side of 500 kV
Thai Nguyen substation
Malungtang - Thai Nguyen | 2 x 14 Connecti ng to 220 kV side of 500 kV
Thai Nguyen substation
Quang Branch (TBA) - Phu Binh | 2 x 14 Connecti ng to 220 kV side of 500 kV
Thai Nguyen substation
- Thai Nguyen 500 kV | 4 x 2 Connecti ng to Dai Tu 220 kV Substation
117 Yen The 500 kV connection | 4 x 4 New construction
118 Hiep Hoa 2 - Hiep Hoa
500 kV - Phu Binh 2 | 4 x 5 Connection to 220 kV Hiep Hoa 2
Substation
Hiep Hoa - Phu Binh | 1 x 11 Increase the load capacity of ACSR410
circuit
Nguyen - Luu Xa - Phu Binh | 1 x 30 Renovation
Binh | 2 x 1 Connecti ng to 220 kV Song Cong
Substation
122 Tan Yen - Yen The - Viet Yen | 4 x 5 Connecti ng to Tan Yen 220 kV
Substation
123 Yen The 500 kV - Viet Yen | 2 x 25 Connecti ng to 220 kV Viet Yen
Substation
kV Vinh Yen) | 2 x 50 New construction
125 Phu Tho 2 - Son La - Viet Tri | 2 x 1 Connecti ng to 220 kV Phu Tho 2
Substation
126 Increase load capacity to 50 0 kV
Viet Tri - Viet Tri
2 x 10 Renovation
500 kV Viet Tri - Vinh Tuong | 1 x 27 Renovation
500 kV Viet Tri - Vinh Yen | 1 x 36 Renovation
Viet Tri | 4 x 22 Connection to 220 kV Phu Tho 3
Substation
130 Ba Thien (Vinh Yen 500 kV)
- Vinh Yen - Soc Son | 2 x 13 Connecting to Ba Thien 220kV
the inters ection point.
131 Chan Hung - 500 kV Viet | Tri -
220 kV Vinh Yen
Substation
220 kV Vinh Yen | 2 x 1 New construction
Ba Thien (500 kV Vinh Yen) | 4 x 4 Connecti ng to Tam Duong 220 kV
Substation
134 Vinh Tuong - Vinh Yen | 2 x 17 New construction and renovation,
135 Vinh Yen 500 kV - Me Linh | 2 x 28 Replacing the 220 kV Me Linh - Ba
station.
136 Pha Lai Thermal power | - Bac
Giang | Circuit 2
2 x 27 Convert 1 circuit into 2 circuits
137 Bac Giang 1 - Lang Son 1 (*) | 2 x 35 Synchronize with regional power source
scale and progress
Giang substation
- Lang Son
Giang Thermal Power Plant | 4 x 14 Synchronizing An Khanh Bac Giang
kV Bac Giang - Lang Son line
140 Dong Mo - Son Dong | 2 x 60 New construction
Nguyen | 2 x 1 Connection of 220 kV Lang Giang
transformer station
power | - Quang Chau | 2 x 1 Connecti ng to | Yen Dung 220 kV
Substation
143 Bac Ninh 4 - Dong Anh | 2 x 14 Connecti ng to 220 kV Bac Ninh 4
Substation
144 Bac Ninh 5 - Bac Ninh
500 kV - Pho Noi | 2 x 7 Connecti ng to 220 kV Bac Ninh 5
substation
145 Bac Ninh 500 kV - Bac Ninh | 2 x 10 Synchronize with the connection of
220kV Pha | Lai - Bac Ninh and Bac Ninh
Chau to limit short -circuit current.
146 Bac Ninh 500 kV - Bac Ninh
4 2 x 14 New construction
147 Bac Ninh 500 kV | - Bac
Ninh 2 - Pho Noi | 4 x 3 Connecti ng to 220 kV Bac Ninh 500 kV
500kV Pho Noi | 2 x 3 Connecting 220 kV Bac Ninh 6
poles before 02 circuits
149 Bac Ninh 7 - Dong Anh
500 kV - Bac Ninh 4 | 4 x 2 New construction
150 Cong Hoa | - Cam Pha -
Hai Ha | 4 x 2 New construction
purchase of Chinese electricity
152 Hai Ha - Mong Cai | 2 x 40 New construction
153 Hai Ha - Hai Ha 2 | 2 x 10 New construction, replacement of Hai Ha
VIII Master Plan
Bach - Hoanh Bo | 2 x 2 Connect ing to Khe Than 220 kV Station
Quang Ninh - Hoanh Bo 2 x 20 Renovation
156 Quang Ninh 1 - Branch | to Hoanh
Bo - Son Dong | Thermal Power
and Hoanh Bo Trang Bach (*) | 4 x 5 Synchronize with regional power source
scale and progress
157 Yen Hung - Nam Hoa | 2 x 29 Connect ing to 220 kV Nam Hoa
Substation
- Cong Hoa (*) | 2 x 16 New construction
to Yen Hung - Nam Hoa | 4 x 15 New construction
160 Quang Ninh 2 500 kV – Branch
to Hoanh Bo - Trang Bach | 2 x 5 New construction
161 Pac Ma - Muong Te | 2 x 31 Relieving hydropower
162 Lai Chau 500 kV - Phong Tho | 2 x 60 Relieving | the capacity of hydro power,
conductors
163 Muong Te - Sin Ho | 2 x 35 Capacity of small -scale hydropower in
Muong Te
164 Nam Ou 7 - Lai Chau | 2 x 65 Connect ing to Nam Ou 5, 6, 7
Laos.
165 Phong Tho - Than Uyen | 2 x 88 Relieving s mall hydropower
166 Sin Ho | – Branch to 500 kV Lai
Chau - Phong Tho | 4 x 5 Connect ing to 220 kV Sin Ho substation,
relieving local power source
Than Uyen (*) | 2 x 10 New construction
168 Renewable Energy | Lai Chau 2 -
Than Uyen (*) | 2 x 10 New constru ction
169 Than Uyen 500 kV – Than Uyen | 2 x 10 New construction, connect ing to Phong
Tho - Than Uyen
Ban Chat | Hydropower | - Than
Uyen | 4 x 5 New construction
171 500 kV Son La - Dien Bien | 2 x 133 Connect ing to 220 kV Dien Bien
Substation
172 Dien Bien 1 - Dien Bien (*) | 2 x 23 Synchronize with regional power source
scale and progress
173 Dien Bien 1 - Lai Chau (*) | 2 x 52 Synchronize with regional power source
scale and progress
174 Nam Ou 5 - Dien Bien | 2 x 22 Connect ing to Nam Ou | 5, 6, 7
from Laos.
kV(*) | 2 x 18 New construction
Dien Bien 1 - Dien Bie n (*) | 4 x 5 New construction
Son Hydropower | 2 x 35 Connect ing to 220 kV Moc Chau
Substation
kV Son La - Muong La | 1 x 21 Synchronize with regional power source
scale and progress
kV Son La - Son La | 1 x 41 Synchronize with regional power source
scale and progress
Huoi Quang - Son La | 2 x 20 New construction
Viet Tri | 2 x 7 Connect ing to 220 kV Phu Yen
supply)
182 Son La 1 - Branch | to Son La –
Suoi Sap | 2A(*) | 2 x 5 Synchronize with regional power source
scale and progress
183 Song Ma - Son La 500 kV(*) | 2 x 83 Relieving small hydropower capacity
184 Son La 2 - Son La (*) | 2 x 35 New construction
185 Son La 3 - Son La 1 500 kV (*) | 2 x 20 New construction
186 Son La 4 - Son La 1 500 kV (*) | 2 x 20 New construction
187 Son La 5 - Son La 1 500 kV (*) | 2 x 20 New construction
188 Son La 6 - Branch | to Huoi
Quang - Nghia Lo (*) | 2 x 20 New construction
189 Connect ing to Tan Lac | 6 x 5 Tan Lac – Branch to Hoa Binh - Yen
Hydro power plant
190 Thanh Hoa 500 kV - Sam Son | 2 x 36 Connect ing to 220 kV Sam Son
Substation
191 500 kV Thanh Hoa - Hau Loc | 2 x 35 Connect ing to Hau Loc 220 kV
Substation
192 Dong Vang - Branch | to Nghi Son
Thermal Power Plant | - Nong
Cong | 4 x 4 Synchronize with load development
progress
193 Circuit 3 Thanh Hoa - Nghi
Son - Quynh Luu | 1 x 83 Install 2nd | circuit
Nong Cong - 500 kV Thanh Hoa | 2 x 26 Renovation in case of relieving Nghi Son
2 Thermal P ower Plant via 220 kV grid.
Branch to Nong Cong | - Quynh
Plant – Branch to | Nghi Son - Vinh
196 Nghi Son 2 - Branch | to Nghi Son
Industrial Park - Nong Cong | 4 x 2 Connect ing to Nghi Son 2 220kV station,
specialized load development
Thermal Power Plant | 2 x 42 Phase 2 of Nghi Son Thermal Power
Plant | line – Branch to Nong Cong -
condition | of Nong Cong - Quynh Luu
220 kV transmission line
198 Nam Sum | Hydropower Plant
(Laos ) - Nong Cong | 2 x 129 Another name of the 220 kV line " 220
Lao Hydrop ower Plant
199 Thanh Hoa 1 – Branch to | Nghi
Son - Nong Cong (*) | 4 x 2 Synchronize with regional power source
scale and progress
200 Thanh Hoa 500 kV - Bim Son | 2 x 36 Converting | 220 kV Ba Che - Bim Son
line from single | circuit into double | circuit
201 Thieu Hoa - Thanh Hoa 500 kV | 2 x 5 Connect ing to 220 kV Thieu Hoa
Substation
Son Petrochemical Substation | 2 x 10 New construction
203 Thieu Hoa - Thieu Yen | 2 x 25 Connec ting to 220 kV Thieu Yen
204 Hoi Xuan | Hydropower Plant | –
Branch to Trung Son
- Nho Quan | 2 x 16 New construction
205 Hoi Xuan | Hydropower Plant | - Ba
Thuoc | 2 x 30 Connect ing to 220 kV Ba Thuoc
Substation
206 Tinh Gia - Branch | to Nong Cong
- Nghi Son | 2 x 8 Connect ing to 220 kV | Tinh Gia
Substation
207 Nghe An 1 | Renewable Energy | -
Nam Cam (*) | 2 x 20 New construction
208 Nghe An 2 Renewable Energy | -
Quy Hop (*) | 2 x 20 New construction
209 Truong Son | Wind Power | - Do
Luong (*) | 2 x 40 New construction
210 Do Luong - Nam Cam | 2 x 36 Relieving | capacity of Lao Hydropower
Plant
211 Tuong Duong - Do Luong | 2 x 81 Synchroniz e with Nam Mo hydropower
cluster (Laos)
Nghi Son - Quynh Luu | 4 x 10 Connect ing to 220 kV side of | Quynh Luu
500 kV
213 Hoang Mai - Quynh Luu 500 kV | 2 x 10 New construction
- Hung Dong | 2 x 10 New construction
215 Hoang Mai 2 – Branch to | Quynh
Luu 500kV - Hoang Mai | 2 x 5 New construction
216 My Ly – Ban Ve | 2 x 72 Synchro nize with | My Ly Hydropower
Plant
Dong - Nghi Son | 2 x 100 Renovate and increase the load capacity
Hung Dong - Nghi Son line from single
circuit to double | circuit if the feeder bays
at Nghi Son and | Hung Dong substations
can be expanded.
Relieving | capacity of Lao Hydropower
Plant
218 Quy Hop - Quynh Luu 500 kV | 2 x 5 Connect | to Quy Hop 220 kV substation,
relieving | capacity | of small -scale
219 Nam Mo 1 Hydropower Plant -
Branch to My Ly - Ban Ve | 2 x 18 Synchro nize with | Nam Mo 1
Hydropower Plant (Vietnam)
220 Tuong Duong – Quy Hop 2 x 80 Relieving the small -scale hydropower
Laos
Thermal Power Plant | 2 x 2 Connect ing to 220 kV Vung Ang 2
progress of specia lized load development
Thermal Power Plant | 2 x 13 Connect ing to 220 kV Vung Ang
Substation
223 Can Loc - Branch | to Ha Tinh -
Hung Dong | 4 x 2 Connect ing to 220 kV Can Loc
Substation
224 Ha Tinh 1 - Branch | to Vung Ang
- Ha T inh (*) | 4 x 4 Synchronize with regional power source
scale and progress
Tinh - Hung Dong | 2 x 66 Prevent overload in dry season. Improve
lines.
226 Ha Tinh 2 | Renewable Energy | -
Ha Ti nh 2 500kV (*) | 2 x 20 New construction
227 Ha Tinh 3 | Renewable Energy | -
Ha Tinh 2 500kV (*) | 2 x 20 New construction
228 Ha Tinh 4 | Renewable Energy | -
Ha Tinh 2 500kV (*) | 2 x 20 New construction
229 Ha Tinh 5 | Renewable Energy | -
Ha Tinh 2
500kV (*) | 2 x 20 New construction
230 Ban Chat Hydropower Plant
Expansion - Branch | to Ban
Chat - Than Uyen | 2 x 1 New | construction, synchronize | with
implementation phase.
231 Tuyen Quang | Hydropower Plant
Expansion -
Tuyen Quang | Hydropower Plant | 1 x 1 New | construction, synchroniz e with
plan is finalized | during project
implementation phase.
232 Song Lo 9 | Hydropower Plant | –
Binh | 2 x 2 Synchronize | with Song Lo 9
Hydropower Plant
233 Tuyen Quang Hydropower Plant
- Branch | to Ha Giang - Thai
Nguyen and Bac Me
Hydropower Plant | - Thai Nguyen | 4 x 1 New construction, synchron ize with
Tuyen Quang
Expansion | Hydropower Plant
of renewable energy sources | 800 New construction
lines | 314 New construction and renovation
II Phase 2031 -2035
1 Dan Phuong 500 kV - Phuc
Longevity | 2 x 13 New construction
2 Dong Anh 2 - Branch | to Van Tri
- Tay Ho and Van Tri - Chem | 4 x 2 New construction
3 Dong Anh 3 – Branch | to Van Tri
- Dong Anh 500 kV | 4 x 2 New construction
4 Son Tay 500 kV - Phuc Tho | 2 x 6 New construction
5 Thanh Oai - Branch | to Ung Hoa -
Ha Dong | 2 x 5 New | construction, connect ing to 220kV
Thanh Oai | substation
6 Thanh Tri - Branch | to Thuong
Tin - Mai Dong | 2 x 5 New c onstruction, connect ing to 220kV
Thanh Tri
7 Van Tri 500 kV – Branch to | Van
Tri -Dong Anh 2 | 4 x 10 New construction
8 Van Tri 500 kV - Van Tri 2 | 2 x 10 New construction
9 Thuan My | Hydropower Plant
connection | 2 x 10 New | construction, synchronize | with
power source. Specific connection plan is
finalized | during project implementation
phase.
10 Dinh Vu 2 - BB2 2 x 5 New construction
11 BB 2 - Cat Hai (*) | 2 x 5 New construction, synchronize with the
power source in the | North. The detailed
plan and volume will be | finalized | during
survey.
Phong 2 | 2 x 5 New construction
- Tan Viet | 2 x 10 New construction
circuit) | 2 x 2 New construction
15 Ha Nam 500 kV - Dong Van | 4 x 12 New construction, connect ing to Ha Nam
500kV
Thanh | Nghi - Ly Nhan | 4 x 4 New | construction, connect ing to Ha Nam
500kV
17 Kim Bang – Branch to | Dong Van
- Phu Ly | 4 x 4 New construction
Ninh Binh - Thai Binh | 2 x 5 New construction
19 Tien Hai - Branch | to Thai Binh -
Truc Ni nh 2 x 2 New construction
20 Thieu Yen - Ba Thuoc | 2 x 65 New construction
21 Ha Giang 2 - Ha Giang 500 kV | 2 x 10 New construction
Giang - Bac Me | Hydropower
Plant | and Ha Giang - Thai
Nguyen | 4 x 10 New construction
23 Quang Uyen – Branch | to Cao
Bang - Lang Son | 4 x 5 New construction
220 kV - China | 2 x 2 New construction
25 Lao Cai 3 | Renewable Energy | -
500 kV Lao Cai (*) | 2 x 20 New construction
Lang Son - Dong Mo | 4 x 10 New construction
27 Son Duong - Branch | to Tuyen
Quang - Dai Tu | 2 x 2 New construction
Binh 3 | 2 x 10 Connect ing to 220 kV Phu Binh 3
Substation
29 Phu Luong - Branch | to Thai
Plant | 2 x 2 New construction
Nguyen 500 kV - Thai Nguyen | 2 x 5 New construction
Binh 2 2 x 15 New construction
Cong | 2 x 8 New construction
33 Phu Tho 3 - Viet Tri 2 | 2 x 22 New construction connect ing to 220kV
Viet Tri 2 substation
Yen - Phu Tho 2 | 2 x 20 New construction
35 Phu Tho 500 kV -Viet Tri 2 | 2 x 20 New construction
Vinh Tuong - Vinh Yen | 4 x 8 New construction
Tuong | 2 x 8 New construction, change the connection
to Vinh Tuong 500kV - Chan Hung
38 Bac Giang 500 kV - Chu 2 x 32 New construction
39 Chu – Branch to | Son Dong -
Dong Mo | 4 x 2 New construction
Bac Ninh 4 - Bac Ninh 7 | 4 x 5 New construction
10 2 x 12 New construction
42 Bac Ninh 3 500 kV - Bac Ninh 9 | 4 x 2 New construction
43 Bac Ninh 6 – Branch to | Pha Lai -
500 kV Pho Noi ( 2nd circuit) | 2 x 3 New construction
44 Cong Hoa - Van Don | 2 x 16 New ,construction , | connect ing to 220kV
Van Don substation
500 kV (*) | 2 x 10 New construction
Lai Chau 1 Renewable | Energy
500 kV (*) | 2 x 10 New construction
47 Hoa Binh 1 - Yen Thuy (*) | 2 x 18 New construction
48 Nam Hanoi 500 kV - Luong Son | 2 x 18 New construction
49 Trung Son Hydropower Plant
Expansion | - Trung Son
Hydropower Plant | 1 x 1 New construction, synchroni ze with
plan is | finalized | during project
implementation phase.
connection to Tinh Gia 220 kV | 2 x 4 New construction
Nong Cong - Nghi Son | 4 x 4 New construction
52 Nam Cam 500 kV connection | 4 x 5 Consider | to cascade in | 220kV | Nam Cam
substation
53 Hung Nguyen - Branch | to Do
Luong - Nam Cam | 4 x 5 New | construction, connect ing to 220kV
Hung Nguyen substation
54 Nam Cam 500 kV - Cua Lo | 2 x 11 New construction
55 Ban Ve Hydropower Plant
Hydropower Plant | 1 x 1 New | construction, synchronize | with Ban
Ve Hydropower Plant | Expansion
56 Loc Ha – Branch to | Ha Tinh -
Can Loc | 4 x 7 New construction
57 Huoi Quang | Hydropower Plant
Expansion | - Huoi Quang
Hydropower Plant | 2 x 1 New | construction, synchronize | with
2025
58 Huoi Quang | Hydropower Plant
Expansion | - Branch | to Ban Chat
- Than Uyen | 2 x 1 New | construction, synchronize | with
2025
lines | 320 New construction and renovation

## Table_7_List_of_newly_built_and
No. Substation name | Capacity (MVA) | Note
I Phase 2025 -2030
1 Quang Binh (*) | 2700 | New | construction, rel ieving | renewable
energy capacity
2 Lao Bao (Huong Hoa) | 2700 | New | construction, rel ieving | renewable
energy capacity
3 Quang Tri 2 | Switching | Station | Switching station | New construction
4 Quang Tri 1800 | New construction
5 Danang | 1800 | Renovation and capacity improvement
6 Thanh My | 2700 | Renovation, capacity enhancement,
development progress
7 Dung Quat | 900 New construction, the name in the list of
500kV, 220kV lines | connected to Dung
Quat.
8 Binh Dinh | 1800 | New construction
9 Kon Tum | 1800 | New construction and instal ling
Plan, rel ieving | renewable energy ca pacity
10 Pleiku 2 | 1800 | Renovation and capacity improvement
11 Pleiku 3 | 1800 | Renovation and capacity improvement
12 Nhon Hoa | 1800 | New construction
13 Krong Buk | 1800 | New construction
14 Ea Nam (*) | 1800 | Renovation, capacity upgrade, and
relieving renewa ble energy capacity
15 Kon Ray (*) | 1800 | New construction, rel ieving | renewable
energy capacity
16 Dak Lak 1 Renewable Energy (*) | 2700 | New | construction , relieving renewable
energy capacity
17 Tuy Hoa | 1800 | New construction
18 Phu Yen 1 | Renewable Energy (* ) 1800 | New construction, rel ieving renewable
energy capacity
19 Substation capacity reserve for load
development | 1800 | New construction , renovate to | increase
capacity
and power systems | New construction, including but not
feeder | bays in substation , renovate | to
automate the sta tion, etc.
II Phase 2031 -2035
1 Doc Soi | 1800 | Renovation and capacity improvement
2 Dung Quat | 1800 | Renovation, capacity increase, name in the
3 Pleiku | 2700 | Renovation and capacity improvement
4 Ea Sup Solar Power | 1800 | Renovation and capacity improvement
5 Huong Thuy | 1800 | New construction
6 Hoa Lien 900 New construction
7 Mang Yang (*) | 1800 | New construction, re lieving | renewable
8 500 kV Ia Blu (*) 900 New construction, rel ieving | renewable
energy capacity
9 Dak Lak 1 Renewable Energy (*) | 3600 | Renovation, capacity upgrade, and
relieving | renewable energy capacity
10 Dak Nong | 2(*) 1800 | New construction, supply electricity for
renewable energy capacity
11 Dien Khanh | 900 New construction
12 Quang Tri Renewable Energy (*) | 1800 | New constru ction, rel ieving | renewable
energy capacity
13 Phong Dien | 900 New construction, considering connecting
relieving renewable energy capacity
14 Dak Lak 2 Renewable Energy (*) | 3600 | New construction, re lieving | renewable
energy | capacity
development | 3600 | New construction, renovation for capacity
enhancement
and power systems | New construction, | including but not
feeder | bays in substation , renovate | to
automate the statio n, etc.

## Table_8_List_of_newly_built_and
0 | 1 | 2 | 3
No. Line name | Number of
circuits | x km Note
Phase 2025 -2030
1 Quang Binh - Branch | to Vung Ang
Quang Tri (*) | 4 x 5 New construction , connect ing to 500
kV Quang Binh substation
Quang Tri | 2 x 17 New construction, in case Quang Tri
implemented
Da Nang | 4 x 6 New construction and connect ing | to
500 kV Quang Tri substation
4 Quang Tri 2 | Switching | Station –
Branch to Quang Trach – Doc Soi | 4 x 5 New construction
2 switching | station | 2 x 31 New construction
Cluster (Laos) - Lao Bao (*) | 2 x 20 New construction, impo rt electricity
from Laos
Thermal Power Plant | 2 x 6 Newly build and synchronize Hai
Quang Tri Thermal Power Plant,
connecting | to Hai | Lang - Quang Tri
LNG line ( double | circuits).
8 The middle of | Central Region 1
connection (*) | 2 x 30 New construction, detailed connection
project implementation phase.
connection (*) | 2 x 30 New construction, detailed connection
project implementation phase.
10 Thanh My - Branch | to Quang
Trach – Doc Soi | 4 x 45 New construction
11 Monsoon - Thanh My | 2 x 22 New construction, Electrici ty installed
TI/2025
12 CGGT Dung Quat - Doc Soi | 2 x 8 New construction
13 CGGT Central Region - Doc Soi | 2 x 20 New construction
14 CGGT Dung Quat – Binh | Dinh | 2 x 207 New construction
15 Kon Ray - Branch | to Doc Soi | -
Pleiku 2(*) | 4 x 5 New construction | and connect to 500
kV Kon Ray substation
16 Hatsan - Kon Tum (*) | 2 x 100 New construction, import electricity
from Laos
17 Kon Tum – Branch to | Thanh My -
Pleiku 2 | 4 x 5 New construction , connect | to 500 kV
Kon Tum substation
18 laly Hydropower Plant | Expansion | -
Ialy Hydropower Plant | 1 x 2 New construction
19 Nhon Hoa – Branch to | Pleiku –
Dak Nong | 2 x 4 New construction
20 Dak Lak 1 | Renewable Enery -
Krong Buk (*) | 4 x 20 New construction
21 Krong Buk - Tay Ninh 1 | 2 x 314 New construction
22 Krong Buk – Branch | to Pleiku 2 -
Chon Thanh | 4 x 2 New construction and connect ing to
500 kV Krong Buk substation
23 Van Phong - Binh Dinh | 2 x 238 New construction
24 Binh Dinh - Krong Buk | 2 x 216 New construction
25 Phu Yen 1 | Renewable Energy | -
Tuy Hoa (*) | 2 x 30 New construction
26 Tuy Hoa - Branch | to Van Phong -
Binh Dinh | 4 x 5 New construction and connect ing to
500 kV Tuy Hoa substation
capacity rel ieving | of renewable
energy sources | 200 New construction, renovation
28 Rese rve for additional
renovation | 200 New construction, renovation
Phase 2031 -2035
Quang Tri 2 Switching Station (*) | 2 x 31 New construction
HVDC converter station
connection | (*) 6 x 20 New construction, detailed connection
project implementation phase.
3 Renovate | Danang -Doc Soi | into 2
Circuits | 2 x 100 Renova tion
4 Huong Thuy – Branch to | Quang
Tri - Da Nang | 4 x 5 New construction and connect ing to
500 kV Huong Thuy substation
Quang Tri 2 | Switching | Station | 4 x 10 New construction
6 Hoa Lien - Branch | to Quang Tri 2
Switchin g Station - Thanh My | 4 x 5 New construction and connec ting to
500 kV Hoa | Lien substation
7 The middle of | Central Region 3
connection (*) | 2 x 30 New construction, detailed connection
direction | of the power line will be
project implementation phase.
8 The Middle of | Central Region 2
connection
project implementation phase.
9 The Middle of | Central Region | 4
Connection 4 (*) | 2 x 30 New construction, detailed connection
project implementation phase.
10 Mang Yang - Branch | to GT Dung
Quat - Krong Buk (*) | 4 x 5 New construction
11 Dak Lak 1 | Renewable Energy
of Central Region 2 (*) | 2 x 350 New construction, in case of high
March 5, 2025
12 la Blu – Branch to | Pleiku 2 - Krong
Buk (*) | 2 x 4 New construction
13 Dak Lak 2 Renewable Power Plant 4 x 30 New construction
Thanh (*)
14 Dak Nong 2 – Branch | to Krong
Buk - Tay Ninh (*) | 2 x 30 New construction | and connect ing to
500 kV Dak Nong 2 substation
Bong from 1 circuit into 2 circuits | 2 x 180 New construction, reserve for high -
2025
16 Dien Khanh -Branch | to Van Phong
1 - Thuan Nam | 4 x 5 New construction
into 2 circuits | 2 x 199 New construction
capacity rel ieving | of renewable
energy sources | 200 New construction, renovation
kV lines | 200 New construction, renovation

## Table_9_List_of_newly_built_and
No. Substation name | Capacity (MVA) | Note
I Phase 2025 -2030
1 Dong Hoi | 375 Renovation and capacity improvement
2 Ba Don | 500 Renovation and capacity improvement
3 Le Thuy (*) | 750 New construction, rel ieving | of renewable
energy capacity
4 Lao Bao | 750 Renovation, capacity | improvment , and
relieving | of renewable energy capacity
5 Dong Ha | 500 Renovation and capacity improvement
6 Huong Linh | 250 New construction
7 Huong Tan | 500 Renovation and capacity improvement
8 Dong Nam | 250 New construction
9 Phong Dien | 500 Renovation and capacity improvement
10 Chan May | 250 New construction
11 Huong Thuy | 250 New construction
12 Lien Chieu | 500 New construction
13 Danang Airport | 250 New construction
14 Tien Sa | 250 New co nstruction
15 Tam Ky | 500 Renovation and capacity improvement
16 Thanh My | 500 Renovation and capacity improvement
17 Tranh River 2 | 500 Renovation and capacity improvement
18 Duy Xuyen | 250 Renovation and capacity improvement
19 Tam Hiep | 250 New construc tion
20 Dien Ban | 250 New construction
21 Nam Hoi An | 250 New construction
22 Nuoc Long Hydropower | 275 Renovation and capacity improvement
23 Dung Quat 2 | 500 New construction
24 Quang Ngai 2 | 250 New construction
25 Phuoc An | 500 Renovation and capacity improvement
26 Phu My | 375 Renovation and capacity improvement
27 Nhon Hoi | 500 New construction
28 Phu My 2 | 500 New construction, power supply for Phu
My Industrial Zone
29 Tuy Hoa | 500 Renovation and capacity improvement
30 Song Cau | 250 New constructio n
31 Nam Phu Yen | 750 New construction, power supply for steel
loads
32 Van Phong | 500 Renovation and capacity improvement
33 Van Ninh | 250 New construction
34 Cam Thinh | 250 New construction
35 Bo Y 250 New construction
36 Pleiku | 500 Renovation and capa city improvement
37 Chu Se | 500 Renovation and capacity improvement
38 An Khe | 500 Renovation and capacity improvement
39 Pleiku 2 500 kV cascad | 250 New construction
40 Krong Pa | 250 New construction
41 Gia Lai 1 (*) | 500 New construction, | relieving | renew able
energy capacity
42 Krong Ana | 375 Renovation and capacity improvement
43 Cascaded Krong Buk 500 kV | 500 New construction
44 Ea Kar | 250 New construction
45 Dak Nong | 500 Renovation and capacity improvement
46 Dak Nong 2 | 500 New construction
47 Alum inum electrolysis | 1184 | New construction
48 Quang Binh 1 (*) | 500 New construction
49 Quang Binh 2 (*) | 500 New construction, relieving | renewable
energy capacity
50 Quang Tri 1 (*) | 250 New construction, relieving | renewable
energy capacity
51 Quang Tri 2 ( *) 500 New construction, relieving | renewable
energy capacity
52 Quang Ngai 1 Renewable Energy (*) | 500 New construction, relieving | renewable
energy capacity
53 Kon Tum 1 (*) | 750 New construction, relieving | renewable
energy capacity
54 Kon Tum 2 (*) | 750 New construction, relieving | renewable
energy capacity
55 Kon Tum 3 (*) | 750 New construction, relieving | renewable
energy capacity
56 Mang Yang (*) | 500 New construction, relieving | renewable
energy capacity
57 Gia Lai 2 (*) | 500 New construction, relieving | renewable
energy capacity
58 Ea Hleo Renewable Energy (*) | 500 New construction, relieving | renewable
energy capacity
59 Ea Hleo | 500 New construction
60 Dak Nong 3 (*) | 500 New construction, relieving | renewable
energy capacity
61 Hoai My | 500 New constructi on, power supply for Hoai
My Industrial Zone
62 Phu Yen 1 (*) | 500 New construction, relieving | renewable
energy capacity
63 Quang Binh 3 (*) | 500 New construction, relieving | renewable
energy capacity
64 Dak Lak 1 Renewable Energy (*) | 500 New construction, | relieving | renewable
energy capacity
65 Dak Lak 2(*) | 500 New construction, relieving | renewable
energy capacity
66 Dak Lak 3 Power Plant (*) | 500 New construction, relieving | renewable
energy capacity
67 Dak Song | 500 New construction, relieving | renewable
energy capacity
68 Binh Dinh 1 (*) | 500 New construction, relieving | renewable
energy capacity
69 Phu Yen 2 (*) | 500 New construction, relieving | renewable
energy capacity
70 Phu Yen 3 (*) | 500 New construction, relieving | renewable
energy capacity
71 Reserve | capacity of 220 kV
source development | 1000 | New construction, renovation for capacity
improvement
and power systems | New construction, including but not
feeder | bays in substation , renovate | to
automate the station, etc.
II Phase 2031 -2035
1 Dong Hoi | 500 Renovation and capacity improvement
2 Huong Linh | 500 Renovation and capacity improvement
3 Dong Nam | 500 Renovation and capacity improvement
4 Huong Thuy | 500 Renovation and capacity improvement
5 Hai Chau | 500 Renovation and capacity im provement
6 Danang Airport | 500 Renovation and capacity improvement
7 Duy Xuyen | 375 Renovation and capacity improvement
8 Tam Hiep | 500 Renovation and capacity improvement
9 Doc Soi | 375 Renovation and capacity improvement
10 Phu My | 500 Renovation and ca pacity improvement
11 Van Ninh | 500 Renovation and capacity improvement
12 Cam Thinh | 500 Renovation and capacity improvement
13 Bo Y | 500 Renovation and capacity improvement
14 Gia Lai 1 (*) | 750 Renovation, capacity | improvement , and
relieving | renewable energy capacity
15 Krong Ana | 500 Renovation and capacity improvement
16 Ea Kar | 500 Renovation and capacity improvement
17 Quang Tri 1 (*) | 500 Renovation, capacity | improvement , and
relieving | renewable energy capacity
18 Quang Tri 3 (*) | 250 New construct ion, relieving | renewable
energy capacity
19 Quang Tri 4 (*) | 500 New construction, relieving | renewable
energy capacity
20 Mang Yang (*) | 750 Renovation, capacity | improvement , and
relieving | renewable energy capacity
21 Gia Lai 2 (*) | 750 Renovation, capacit y improvement , and
relieving | renewable energy capacity
22 The middle of Central | Region | 500 New construction
23 Hue 1 Renewable Energy (*) | 500 New construction, rel ieving | renewable
energy capacity
24 Hue 2 Renewable Energy (*) | 500 New construction, reli eving of renewable
energy capacity
25 Kon Tum 4 (*) | 500 New construction, relieving renewable
energy capacity
26 Kon Tum 5 (*) | 500 New construction, relieving | renewable
energy capacity
27 Gia Lai 3 (*) | 500 New construction, relieving | renewable
energy ca pacity
28 Gia Lai 4 (*) | 500 New construction, relieving | renewable
energy capacity
29 Dak Lak 1 Renewable Energy (*) | 750 Renovation, capacity | improvement , and
relieving | renewable energy capacity
30 Dak Lak 2 Renewable Energy (*) | 750 Renovation, capacity | improvement , and
relieving | renewable energy capacity
31 Dak Lak 3 Renewable Energy (*) | 750 Renovation, capacity | improvement , and
relieving | renewable energy capacity
32 Dak Lak 4 Renewable Energy (*) | 750 New construction, relieving | renewable
33 Dak Lak 5 Renewable Energy (*) | 750 New construction, relieving | renewable
energy capacity
34 Dak Lak 6 Renewable Energy (*) | 750 New construction, relieving | renewable
energy capacity
35 Dak Lak 7 Renewable Energy (*) | 750 New construction, relieving | renewable
energy capacity
36 Dak Nong 4 (*) | 750 New construction, relieving | renewable
energy capacity
source development | 2000 | New construction, renovation for capacity
improvement
and power systems | New construction, including but not
feeder | bays in substation , renovate | to
install, | replace equipment, control system,
automate the statio n, etc.

## Table_10_List_of_newly_built_an
0 | 1 | 2 | 3
No. Line name | Number of
circuits | x km Note
Phase 2025 -2030
Dong Hoi | 2 x 3 New construction, switching on
circuit 2
2 Le Thuy – Branch to | Dong Hoi -
Dong Ha | 4 x 2 New construction , connec ting to
220 kV Le Thuy substation
Dong Hoi - Dong Ha Circuit 2 | 4 x 10 New cons truction
Dong Hoi - Dong Ha | 4 x 5 New construction, connec ting to
500 kV Quang Binh substation
Hoi - Dong Ha | 2 x 108 Renovation
6 Quang Binh 1 - Quang Binh
500 kV (*) | 2 x 21 New construc tion
7 Quang Binh 2 - Quang Binh
500 kV (*) | 2 x 25 New construction
8 Quang Binh 3 - Quang Binh
500 kV (*) | 2 x 25 New construction
Dong Ha - Phong Dien | 6 x 6 New construction, connect ing | to
500 kV Quang Tri substation
10 Quang Tri 500 kV – Dong Nam | 2 x 27 New construction, connect ing to
220 kV Dong Nam | substation
11 Dong Ha - Hue circuit 3 | 1 x 78 Renovation, Dong Ha - Quang Tri
12 TNC Quang Tri 1 Wind Power | –
Hương Tan | 1 x 11 New construction, relieving
renewable energy capacity
13 Huong Linh - Lao Bao | 1 x 12 New construction, relieving
renewable energy capacity
14 LIG Huong Hoa 1 | Wind Power | -
Huong Tan | 1 x 13 New construction, | relieving
renewable energy c apacity
LIG Huong Hoa 1 | 1 x 8 New construction, relieving
renewable energy capacity
16 Savan 1 Wind Power - Lao Bao | 2 x 17 New construction, when Lao Bao
operation, change the | connection
to Lao | Bao (Huong Hoa) 500 kV
substation
17 500 kV Lao Bao (Huong Hoa)
-Branch to | Lao Bao - Dong Ha | 4 x 5 New construction , connect ing to
500 kV Lao Bao (Huong Hoa)
substation
18 500 kV Lao Bao (Huong Hoa)
- Branch to | Tai Tam - Lao Bao
Road | 2 x 5 New construc tion, connect ing to
500 kV Lao Bao (Huong Hoa)
substation
19 Quang Tri 1 - Quang Tri 500 kV (*) | 2 x 10 New construction
20 Quang Tri 2 - Lao Bao 500 kV (*) | 2 x 10 New construction
21 Chan May – Branch | to Hoa Khanh -
220 kV Chan May substation
22 Phong Dien - Branch | to Dong Ha -
Hue (2nd circuit ) 2 x 5 New construction
23 Huong Thuy – Branch to | Hue - Hoa
Khanh | 4 x 2 New construction, connect ing to
220 kV Huong Thuy substation
Hoa Khanh | 2 x 82 Renovation
- Tam Ky - Doc Soi | 2 x 100 Renovation
26 Lien Chieu - Branch | to Hoa Khanh -
220 kV Lien Chieu substation
27 Hai Chau - Ngu Hanh Son | 2 x 11 New | construction
28 Tien Sa - Branch | to Hai Chau - Ngu
Hanh Son | 2 x 3 New construction, connect ing to
220kV Tien Sa | substation
29 Da Nang Airport – Branch to | Hoa
Khanh - Da Nang | 2 x 5 New construction, connect ing to
220 kV Da Nang Airport
substation
30 Dien Ban - Nam | Hoi An | 2 x 24 New construction
31 Tam Hiep – Branch to | Tam Ky –
Doc Soi | 4 x 1 New construction, connect ing to
220 kV Tam Hiep substation
32 Da Nang 500 kV - Dien Ban | 2 x 12 New construction, connect | to 220
kV Dien Ban substation
33 Nam Emoun | Hydrop ower Plant -
Dak Ooc Switching | Station | 1 x 51 New construction
- Thanh My | 2 x 31 Renovate | and increas e electricity
import | from Laos
35 Thanh My - Duy Xuyen | 2 x 69 New construction, 500 kV Thanh
My - Duy Xuye n substation
- Song Bung 2 Hydropower Plant | 2 x 10 New construction, increase
electricity | import | from Laos
37 Phuoc An - Branch | to An Khe
Hydropower Plant | -
Quy Nhon ( 1st circuit) | 2 x 2 Renovation
38 CCGT Dung Quat | - Dung Quat 2 | 2 x 6 New construction , connect ing to
220 kV Dung Quat 2 substation
39 Dung Quat - Dung Quat 2 | 2 x 3 New construction
- Dung Quat | 2 x 8 Renovation and consideration of
– CCGT Dung Quat section
Soi - Dung Quat | 4 x 3 New construction, adjusting the
Dung Quat section
42 Quang Ngai 2 – Branch | to Doc Soi | -
Quang Ngai | 4 x 2 New const ruction
43 Quang Ngai 1 | Renewable Energy | –
Branch to Quang Ngai - Phu My (*) | 4 x 2 New construction
Doc Soi | 2 x 46 Renovation
Ngai - Doc Soi | 2 x 60 Renovation
46 Replace phas e conductor of 1st
(Phuoc An) | line 1 x 140 Renovation
47 220 kV Bo Y | switching station - Bo
Y | 2 x 30 New construction
48 Bo Y - Kon Tum | 2 x 51 New construction
49 Dak Mi 1 | Hydropower Plant | - Dak
My 2 | Hydropower Plant | 1 x 15 New construction
50 Dak Lo 3 Hydropower Plant | -
Branch | to Thuong Kon Tum -
Quang Ngai | 4 x 1 New construction
Thuong Kon Tum - Kon Tum | 4 x 5 New construction, connect ing to
500 kV Kon Ray substation
52 Thuong | Kon Tum - Kon Tum | 2 x 82 New construction
53 Increas ing load capacity | of Kon 2 x 36 Renovation
Tum - Pleiku
54 500 kV Kon Tum - Branch | to Bo Y-
Kon Tum (*) | 4 x 5 New construction
55 Kon Tum 1 - Kon Tum 500 kV (*) | 2 x 26 New construction
56 Kon Tum 2 | - Kon Ray 5 00 kV (*) | 2 x 30 New construction
57 Kon Tum 3 - 500 kV Kon Ray (*) | 2 x 30 New construction
58 Son Ha – Thuong Kon Tum | 2 x 35 New construction
Plant | 1 x 98 Renovation
Krong Buk ( 2nd circuit) | 2 x 2 New construction
61 Pleiku 2 - Krong Buk 2nd Circuit | 1 x 120 Renovation
62 Krong Pa - Chu Se | 2 x 63 New construction
63 la Le 1 | Wind Power Plant | - Branch
to Krong Buk - Pleiku 2 ( 2nd circuit) | 2 x 6 New co nstruction
64 Ia Boong | Wind Power Plant | –
Nhon Hoa 1 Wind Power | 1 x 8 New construction
65 Mang Yang - Branch to | An Khe
Hydropower Plant | - Pleiku (*) | 2 x 5 New construction
66 Gia Lai 1 - Pleiku 3 (*) | 2 x 20 New construction
67 Gia Lai 2 - Nhon Hoa (*) | 2 x 20 New construction
68 Krong Buk 500 kV - Krong
Buk 2 x 27 New construction
69 Krong Buk - Nha Trang 2nd Circuit | 1 x 150 Renovation
70 Ea Kar - Branch to | Krong | Buk -
Nha Trang | 4 x 2 New construction
71 Increas ing load capacit y of Srepok 3
Hydropower Plant | - Buon Kuop | 1 x 34 Renovation
kV Ea Nam (*) | 1 x 12 New construction
73 Ea Hleo - Branch to | Krong Buk -
Chu Se | 4 x 5 New construction
Krong Buk 500 kV | 2 x 115 New construction
75 Krong Buk Wind Power | – Branch to
Krong Buk – 2nd Circuit of Pleiku 2 | 2 x 1 New construction
(*) 2 x 20 New construction
kV Dak | Lak 1 Renewable Energy
(*) 2 x 20 New construction
(*) 2 x 20 New construction
500 kV | 1 x 112 Renovation
80 Dak Nong 2 | - Branch to | Buon Kuop
- Buon Tua Srah | 2 x 10 New construction
81 Dak Nong 3 - Dak Nong 500 kV | 1 x 12 New construction
82 Dak Song – Branch to | Dak Nong -
Buon Kuop | 2 x 4 New construction
- Phuoc An | 1 x 98 New cons truction
84 Phuoc An - Nhon Hoi | 2 x 22 New construction
85 Binh Dinh 500 kV – Branch to 4 x 5 New construction
Phuoc An - Phu My
Phuoc An | 4 x 35 New construction
87 Phu My 2 - Phu My | 2 x 20 New construction
88 Phu My - Branch to | Phuoc An -
Quang Ngai ( 2nd circuit ) | 2 x 2 Renovation
89 Hoai My - Branch to | Phu My -
Quang Ngai | 4 x 5 New construction
90 Binh Dinh 1 - Binh Dinh 500 kV (*) | 2 x 20 New construction
- Van Phong - Nha Trang | 2 x 118 Renovation
92 Tuy Hoa - Phuoc An | 2 x 93 New construction
93 HBRE An Tho - Tuy Hoa | 1 x 16 New construction
94 Increas ing load capacity of | Tuy Hoa
- Quy Nhon | 1 x 90 Renovation
Substation | 4 x 5 New construction, | Phase 1 :
as this line is put into operation.
96 Nam Phu Yen – | Branch to Nha
Trang - Tuy Hoa | 4 x 4 New construction, power supply
to steel load
97 Phu Yen 1 - Tuy Hoa 500kV (*) | 2 x 21 New construction
Hoa - Phuoc An | 4 x 5 New construction , connect ing to
500 kV Tuy Hoa substation
renewable energy (*) | 2 x 21 New construction
renewable energy (*) | 2 x 21 New construction
101 Van Ninh - Branch to | Van Phong -
Tuy Hoa | 4 x 2 New construction
circuit) | 2 x 26 New construction
103 Cam Thinh – Branch to | Cam Ranh -
Thap Cham | 4 x 3 New construction
220 kV | 2 x 20 New construction
105 Se San 3 | Hydropower Plant
Expansion – Branch to | Se San | 3A-
Se San 3 | 2 x 2 New construc tion and connection
of Se San 3 | Expanded
Hydropower Plant | according to
106 Se San 4 Hydro power Plant
Expansion | – Branch to Pleiku -
Se San 4 | 2 x 1 New construction and connection
Expansion | as proposed in EVN's
implementation phase.
Expansion – Branch to | Srepok 3 2 x 1 New construction and connection
of Srepok 3 | Hydropower Plant
Hydropower Plant | - Buon Kuop | Expansion | as proposed in EVN's
Official | Letter | No. 862/EVN -KH
implementation phase.
108 Buon Kuop Hydropower Plant
Expansion | – Branch to Buon Kuop -
Krong Ana | 2 x 1 New construction and connection
of Buon Kuop | Hydropower Pl ant
Expansion | as proposed in EVN's
Official | Letter | No. 862/EVN -KH
implementation phase.
Dak Nong 500 kV | 2 x 18 The project is incl uded in
ND'rung | 1,2,3 power plants in
eligible for implementation.
capacity rel ieving | of renewable
energy s ources | 500 New construction, renovation
111 Reserve | for new and renovated 220
kV lines | 500 New construction, renovation
Phase 2031 -2035
Nam - 500 kV Quang Tri | 2 x 5 New construction
Energy | 500 kV (*) | 2 x 16 New construction
Energy
500 kV (*) | 2 x 20 New construction
Phong Dien | 2 x 19 New construction
Phong Dien - Hue 4 x 2 New construction
Dien 500 kV (*) | 2 x 20 New construction
Dien 500 kV(*) | 2 x 20 New construction
Hanh Son - Duy Xuyen | 2 x 8 New construction
9 Hoa Khanh – Branch to | Hai Chau -
Da Nang | 2 x 1 New construction
Connect to Lien Chieu | 2 x 6 New construction
Khanh - Hai Chau | 4 x 6 New construction and connect ing
to 500 kV Hoa | Lien substation
12 Song Tranh 2 | Hydropower Plant
Expansion | - Song Tranh 2
Hydropower Plant | 1 x 1 New construction
capacity of Duy Xuyen - Da Nang | 1 x 30 Renovation
14 Renovati ng to increase | the load
Son - Da Nang | 1 x 50 Renovation
15 Renovati ng to increase | the load 2 x 20 Renovation
Thanh My
16 Kon Tum 4 - Kon Tum 500 kV (*) | 2 x 30 New construction
17 Kon Tum 5 - Kon Ray 500 kV (*) 2 x 30 New construction
Khe - Pleiku 2 (*) | 2 x 10 New construction
Khe - Pleiku (*) | 2 x 10 New construction
Krong Buk (*) | 4 x 20 New construction
21 Gia Lai 3 - Mang Yang 500 kV (*) | 2 x 20 New construction
22 Gia Lai 4 - Mang Yang 500 kV (*) | 2 x 20 New construction
23 Dak Lak | 4 Renewable Energy -
Easup Solar Energy | (*) 2 x 20 New construction
(*) 2 x 20 New construction
(*) 2 x 20 New construction
(*) 2 x 20 New construction
(*) 2 x 12 New construction
28 Dien Khanh – Branch to | Nha Trang
- Cam Ranh | 4 x 7 New construction, connect ing to
500 kV Dien Khanh substation
29 Connecting Song Tranh
Hydrop ower Plant | Expansion | 2 x 5 New construction and connection
of Song Tranh | Hydropower Plant
Expansion | as proposed in EVN's
Official | Letter | No. 862/EVN -KH
implementation phase.
30 Se San 3A | Hydropow er Plant
Expansion | - Branch to | Se San 3
Hydropower Plant | - Se San 3A
Hydropower | Plant 2 x 2 New construction and connection
of Se San 3A | Power Plant
Expansion | as proposed in
project implementat ion phase.
capacity rel ieving | of renewable
energy sources | 500 New construction, renovation
32 Reseive | for new and renovated 220
kV lines | 500 New construction, renovation

## Table_11_List_of_newly_built_an
No. Project | Capacity (MVA) | Note
I Phase 2025 -2030
1 Di Linh | 1800 | Renovation and capacity improvement
2 Thuan Nam | 2700 | Renovation and capacity improvement
3 Ninh Son | 2700 | New construction, flexible operati ng diagram design
4 Son My | 900 New construction
5 Hong Phong (*) | 1800 | New construction, rel ieving renewable energy
6 NTB 1 (*) | 2700 | New construction, synchronized with scale and progress of
offshore wind power source in South Central Vietnam
7 Cau Bong | 2700 | Renovation and capacity improvement
8 Cu Chi | 1800 | New construction
9 Chon Thanh | 1800 | Renovation and capacity improvement
10 Tay Ninh 1 | 1800 | New construction
11 Tay Ninh 2 | 900 New construction
12 Tan Dinh | 2700 | Renovation and capacity improvemen t
13 Tan Uyen | 2700 | Renovation and capacity improvement
14 Binh Duong 1 | 1800 | New construction
15 Binh Duong 2 | Switching station | New construction and backup connection of South Central -
South inter -regional transmission lines
16 Song May | 2700 | Renovation | and capacity improvement
17 Long Thanh | 1800 | Renovation and capacity improvement
18 Dong Nai 2 | 1800 | New construction
19 Phu My | 900 Renovation and capacity improvement
20 Bac Chau Duc | 1800 | New construction
Duc Hoa | 1800 | Renovation and capacity improvem ent
22 Long An | 1800 | New construction
23 Ben Tre (*) | 900 New construction, rel ieving renewable energy
24 Thot Not | 1800 | New construction
25 Duyen Hai | 1350 | Renovation and capacity improvement
26 Tra Vinh 1 (*) | 1800 | New construction, in case of high deve lopment of renewable
Trade dated March 5, 2025
27 Long Phu | 1800 | Renovation and capa city improvement
28 Soc Trang (*) | 1800 | New construction, rel ieving renewable energy
29 Bac Lieu (*) | 1800 | New construction, rel ieving renewable energy
30 Ca Mau (*) | 1800 | New construction, rel ieving renewable energy
South | 3600 | Reserve for new 500 kV substation construction and capacity
upgrade
systems | Including but not limited to projects: Replac ement, installation
synchronous compensators...; expan d feeder | bays in
substation , renovate | to increase capacity , improve graphs of
systems, automate the station, etc.
II Phase 2031 -2035
1 Lam Dong | 1800 | New construction , synchronized aluminum smelting load
of Lam Dong province)
(*) 1800 | New construction, rel ieving renewable energy
3 500kV Ninh Thuan | 2
(*) 1800 | New construction, rel ieving renewable energy
4 Hong Phong (*) | 2700 | Renovation and capacity improvement
5 NTB 2 (*) | 1800 | New construction, synchronized with scale and progress of
6 NTB 3 (*) | 1800 | New construction, synchronized with scale and progress of
offshore wind power source in South Central Vietnam
7 Cu Chi | 2700 | Renovation and capacity improvement
8 Da Phuoc | 2700 | New construction, flexible operating diagram design
9 Thu Duc City | 1800 | New construction
10 Chon Thanh | 2700 | Renovation and capacity improvement
11 Loc Ninh (*) | 2700 | New construction, rel ieving renewable energy
12 Tay Ninh 2 | 1800 | Renovation and capacity improvement
13 Tay Ninh 3 (*) | 900 New construction, rel ieving renewable energy
14 Binh Duong 1 | 2700 | Renovation and capacity improvement
15 Binh Duong 2 | 2700 | Installing transformer at 500 kV Binh Duong 2 Switching
Station
16 Long Thanh | 2700 | Renovation and capacity improvement
17 Dong Nai 4 (*) | 2700 | New construction, rel ieving renewable energy
18 Long Dien | 1800 | New construction
19 Long An 2 | 900 New construction
20 Dong Thap | 1800 | New construction
21 An Giang | 1800 | New construction
22 Tien Giang | 1800 | New construction
23 Ben Tre (*) | 1800 | Renovation and capacity improvement
24 Thot Not | 2700 | Renovation and capacity improvement
25 Duyen Hai | 1800 | Renovation and capacity improvement
26 Tra Vinh 2 (*) | 900 New construction, rel ieving renewable energy
South | 3600 | Reserve for new 500 | kV substation construction and capacity
upgrade
systems | Including but not limited to projects: Replacement, installation
synchronous compensators...; expan d feeder | bays in
substation , renovate | to increase capacity , improve graphs of
currents, | establish automatic circuit; install, replace
equipment, control system, SCADA/ | EMS, SCADA/DMS
systems, automate the station, etc.

## Table_12_List_of_newly_built_an
0 | 1 | 2 | 3 | 4
No. Line name | Number
circuits | x km Note
I Phase 2025 -2030
1 Ninh Son - Branch to | Van Phong I
Thermal Power Plant - Thuan Nam | 4 x 18 New construction , connect ing to 500 kV Ninh
Son substation
2 Ninh Son - Chon Thanh | 2 x 275 New construction, rel ieving | power source
management and operation.
Hydropower | – Ninh S on | 2 x 25 New | construction | and synchr onizing Bac Ai
to Van Phong - Thuan Nam line
4 Phuoc Hoa | Pumped Storage
Hydropower - Ninh Son | 2 x 25 New construction, synchronized with Phuoc
Hoa Pumped Storage Hydrop ower
5 Hong Phong - Branch to | Vinh Tan
- Song May | 4 x 10 New construction, synchronized with the scale
and progress of regional power sources
6 Son My - Bac Chau Duc | 2 x 80 New construction, synchron ized with Son My II
Thermal Power Plant
7 Vinh Tan III | Thermal Power Plant
- Vinh Tan | 2 x 1 New construction, synchron ized with Vinh Tan
III Thermal Power Plant
8 LNG Ca Na - Thuan Nam | 2 x 30 New construction, synchronized | with LNG Ca
(relieving | capacity to the South) | 2 x 300 New construction | and synchronize d with Ninh
10 Ninh Thuan 1 Nuclear Power | Plant
Connection
4 x 15 New construction, synchroniz e with | Ninh Thuan
Connection
Ninh Son 500kV Substation
Power Plant (rel ieving | capacity to
the South) | 2 x 325 New | construction | and synchronize with Ninh
Thuan 2 | Nuclear Power Plant. Consider
^1000 kV.
13 NTB 1 - Hong Phong (*) | 2 x 20 New constr uction, synchroniz e with the scale
survey.
14 Tay Ninh 1 – Branch to | Chon
Thanh - Duc Hoa | 4 x 2 New construction , connect ing to 500 kV Tay
Ninh 1 substation
15 Tay Ninh 2 - Branch to | Chon
Thanh - Tay Ninh 1 | 2 x 30 New construction , connect ing to 500 kV Tay
16 Bac Chau Duc - Branch to | Phu My
Thanh | 4 x 11 New construction and connect ing to 500 kV Bac
Chau Duc substation
transmission line | 1 x 58 Improve and e nhance the ability to rel ieve
regional power source capacity
regional power source capacity
regional power source capacity
20 Cu Chi – Branch to | Chon Thanh -
Duc Hoa | 2 x 16 New construction and connect ing to 500 kV Cu
Chi substation
21 Binh Duong 1 - Branch to | Song
May - Tan Dinh | 2 x 35 New construction, connect ing to 500 kV Binh
Duong 1 substation
22 Binh Duong 1 - Chon Thanh | 2 x 17 New construction, create loop circuit to improve
regional power supply | reliability
23 Binh Duong 2 - Branch to | Tay
Ninh 1 - Chon Thanh | 4 x 5 New construction , connect | to 500 kV Binh
Duong 2 switching station
24 Dong Nai 2 - Branch to | Vinh Tan -
Song May | 4 x 5 New construction, transition on circuit 3,4 500
Branch to Phu My - Nha Be | 2 x 4 New | construction, | synchron ize with Nhon Trach
4 Power Plant
26 Long Thanh – Branch to Bac | Chau
Duc - Song May | 2 x 17 New construction, strengthening regional powe r
increase load capacity.
27 Duc Hoa - Chon Thanh | 2 x 104 New construction, change the | connection | to My
branch - Cau Bong ( 2nd circuit) | 2 x 13 New construction, connect | to Duc Hoa | 500 kV
Lam - Cau Bong 500 kV line
29 Long An – Branch to | Nha Be - My
An substation
kV line | Duc Hoa | - Cau Bong | 2 x 24 Upgrading to increase loading capacity,
relieving | capacity of LNG Bac Lieu and
renewable energy sources in the Southwest
31 500 kV Tra Vinh 1 - Song Hau (*) | 2 x 65 New construction, in case of high development
Industry and Trade dated March 5, 2025
32 500 kV Ben Tre - Long An (*) | 2 x 55 New construction, connect ing to Ben Tre 500
kV substation, change the | connection to Da
2035
33 O Mon - Thot Not | 2 x 35 New construction and strengthen t he
reliev ing capacity of O Mon Power Center
- Song Hau | 2 x 1 New | construction, | synchron ize with Song Hau
II Thermal Power Plant
35 Thot Not - Duc Hoa | 2 x 135 New construction, relieving | LNG Bac Lieu
Cau Bong to limit short circuit current
36 LNG Bac Lieu - Thot Not | 2 x 130 New construction, synchron ize with | LNG Bac
Branch - Thot Not (*) | 2 x 20 New construction, rel ieving | renewable energy
sources
kV Bac Lieu (*) | 2 x 67 New construction, rel ieving | renewable energy
sources
39 500 kV Soc Trang - Long Phu (*) | 2 x 40 New construction, r elieving r enewable energy
renovation of 500 kV lines | 450 Reserve for load growth and power source
development
II Phase 2031 -2035
Van Phong - Ninh Son (*) | 2 x 50 New construction, synchronized with the scale
and progress of regional power sources
Nam turn - Ninh Son (*) | 2 x 50 New construction, synchronized with the scale
Consider | changing | the c onnection to the South
system appears.
Station in South Central Coast | 160 New construction, connect ing to HVDC
and Ninh Thuan 2 power plants
4 Don Duong | – Branch to Ninh
Binh Duong 2 | 4 x 20 New construction, synchronized with Don
Duong Industrial Zone
5 Hong Phong - Long Th anh (*) | 2 x 130 New construction, synchronized with the scale
and progress of regional power sources
6 NTB 2 - Branch to | Hong Phong -
Long Thanh (*) | 4 x 25 New construction, synchronized with the scale
survey.
7 NTB 3 - Dong Nai 2 (*) | 2 x 80 New construction, synchronized | with the scale
survey.
8 Connecting | 765-H000 kV South
Central 1 | Substation | to the
regional 500 kV grid | 200 New construction, in case of high development
of South Central power source
9 Connecting | 765-H000 kV South
Central 2 Substation | to the
regional 500 kV grid | 200 New construction, in case of high development
of South Central power source
10 500 kV Lam Dong – Branch to
Ninh Son - Chon Thanh | 4 x 10 New construction, connect ing to 500 kV Lam
Dong substation
Ninh 2 (*) | 2 x 20 New const ruction, rel ieving | renewable energy
sources
12 Loc Ninh - Chon Thanh (*) | 2 x 60 New construction, rel ieving | renewable energy
sources
13 Long Dien - Branch to | LNG Long
Son - Bac Chau Duc | 2 x 10 New construction, connect ing to 500 kV Long
Dien substation
14 LNG Long Son - Bac Chau
LNG, depending on power source progress
Song May - Tan Dinh (*) | 2 x 15 New construction, relieving renewable energy
Nha Be | 2 x 8 New construction and connect ing to 500 kV Da
Phuoc station
17 Da Phuoc - Long An | 2 x 10 New construction, change the connection to Ben
Tre 500 kV substation
18 Thu Duc City - Long Thanh | 2 x 25 New construction , connect ing to 500 kV iThu
Duc city | station
of South Central power source
of South Central power source
21 Tien Giang -Branch to | O Mon -
My Tho | 4 x 5 New construction and connect ing to 500 kV
Tien Giang substation
22 LNG Long An II - Long An | 2 x 15 New construction, synchron ize with | LNG Long
An II
23 Long An 2 - Branch to | Song Hau -
Duc Hoa | 2 x 13 New construction, connect ing to 500 kV Long
An 2 substation
24 500 kV Tra Vinh 2 - Duyen Hai | 4 x 1 New construction, | relieving | renewable energy
25 500 kV Tra Vinh 2 - Ben Tre | 2 x 60 New construction, relieving renewable energy
26 Dong Thap - Tay Ninh 1 | 2 x 112 New construction
27 An Giang - Dong Thap | 2 x 65 New construction
28 500 kV Bac Lieu - An Giang (*) | 2 x 115 New construction
renovat ion of 500 kV lines | 500 Reserved | for load growth and power source
development

## Table_13_List_of_newly_built_an
No. Project | Capacity (MVA) | Note
I Phase 2025 -2030
1 Bao Loc | 500 Renovation and ca pacity improvement
2 Duc Trong | 500 Renovation and capacity improvement
3 Ta Nang (*) 250 New construction, relieving renewable energy
4 Bao Lam | 250 New construction , synchron ize with | Alumina
in Document No. | 23/SCT -QLNL dated January
Industry and Trade)
5 Da Huoai | 250 New construction , synchron ize with | Alumina
Industry and Trade)
6 Da Nhim Hydropower Plant | 375 Renovation and capacity improvement
7 Phuoc Thai | 750 Renovation and capacity improvement
8 Da Nhim switching station | Switching station | New construction
9 Ca Na | 500 New const ruction
10 Dong Quan The 480 New construction, synchron ize with | specialized
11 Ham Thuan | Hydropower Plant | 125 Renovation and capacity improvement
12 Dai Ninh Hydropower Plant | 250 Renovation and capacity improvement
13 Ham Thuan Nam | 500 New constru ction
14 Vinh Hao | 500 Renovation and capacity improvement
15 Hoa Thang (*) | 500 New construction
16 Cascaded Hong Phong 500 kV | 500 New construction
17 Wind Power 1 Binh Thuan (*) | 250 New construction, relieving renewable energy
18 Tan Son Nhat | 500 New | construction
19 Dam Sen | 500 New construction
20 Thu Thiem | 500 New construction
21 Binh Chanh 1 | 500 New construction
22 Ba Queo | (Vinh Loc) | 500 New construction
23 District 7 | 500 New construction
24 Nam Hiep Phuoc | 500 New construction
25 District 9 | 500 New construction
26 Tay Bac Cu Chi | 250 New construction
27 Phu Hoa Dong | 250 New construction
28 Can Gio | 500 New construction
29 Phuoc Long | 500 Renovation and capacity improvement
30 East Binh Phuoc (*) | 500 New construction, relieving renewable ener gy
31 Binh Phuoc Alumina | 500 New construction, synchron ize with | Binh
People's Committee)
32 Dong Xoai | 250 New construction
33 Tan Bien | 500 Renovation and capacity improvement
34 Phuoc Dong | 500 New construction
35 Tay Ninh 3 | 250 New construction
36 Tan Dinh | 750 Renovation and capacity improvement
37 Ben Cat 2 | 500 New construction
38 Tan Dinh 2 | 500 New construction
39 An Thanh (V SIP) 500 New construction
40 Binh My | 500 New construction
41 BacTan Uyen | 500 New construction
42 Lai Uyen | 500 New construction
43 Phu Giao | 500 New construction
44 Tri An Hydropower | 500 Renovation and capacity improvement
45 Tam Phuoc | 500 Renovation a nd capacity improvement
46 Thong Nhat | 500 New construction
47 Nhon Trach Industrial Zone | 500 New construction
48 Long Khanh | 500 Renovation and capacity improvement
49 Ho Nai | 500 New construction
50 Dau Giay | 500 New construction
51 Bien Hoa | 500 New co nstruction
52 Dong Nai 3 (*) | 750 New construction, relieving renewable energy
53 Dong Nai 4 (*) | 750 New construction, relieving renewable energy
54 Ba Ria | 250 Renovation and capacity improvement
55 Phu My 3 Industrial Zone | 500 New construction
56 Phuo c Thuan ( Dat Do ) 500 New construction
57 Long Son | 250 New construction
58 Can Duoc | 500 Renovation and capacity improvement
59 Duc Hoa 2 | 500 New construction
60 Cascaded Duc Hoa 500 kV | 500 New construction
61 Ben Luc 2 (Duc Hoa 3) | 500 New construction | and repla ce Duc Hoa | 3 220
2025)
62 Tan Lap | 250 New construction
63 Kien Tuong | 250 New construction
64 Lap Vo | 250 New construction
65 Hong Ngu | 250 New construction
66 Long Xuyen | 500 Renovation and capacity improvement
67 Cho Moi | 250 New construction
68 Chau Thanh (An Giang) | 250 New construction
69 Cai Lay | 500 Renovation and capacity improvement
70 My Tho | 500 Renovation and capacity improvement
71 Tan Phuoc (Cai Be) | 500 New construction
72 Go Cong | 500 New construction
73 Vinh Long 3 | 250 New construction
74 Mo Cay | 500 Renovation and capacity improvement
75 Binh Dai (*) | 500 New construction, relieving renewable energy
76 Thanh Phu (*) 500 New construction, relieving renewable energy
77 An Bien (Vinh Thuan) | 500 New construction
78 Phu Quoc | 500 New construction
79 Tra Noc | 500 Renovation and capacity improvement
80 O Mon | 500 Renovation and capacity improvement
81 Chau Thanh (Hau G iang) | 500 Renovation and capacity improvement
82 Tra Vinh | 500 Renovation and capacity improvement
83 Tra Vinh 3 | 450 New construction, synchronized with the
development progress of specialized loads
84 Tran De (*) | 500 New construction, relieving renewabl e energy
85 Bac Lieu | 375 Renovation and capacity improvement
86 Gia Rai | 250 Renovation and capacity improvement
87 Hoa Binh (*) 500 New construction
88 Bac Lieu 3 (*) | 500 New construction, relieving renewable energy
89 Ca Mau 3 | 450 New construction, s ynchronized with the
development progress of specialized load
90 Nam Can | 500 New construction
91 Substation reserve capacity for 3500 | Reserve for new 220 kV substation construction
development in the South | and capacity upgrade
line reactors) | Limit short circuit current
Cu Chi substations | Limit short circuit current, increase power
supply reliability
stations a nd power systems | Including but not limited to projects:
feeder | bays in substation , renovate | to increase
automate the statio n, etc.
II Phase 2031 -2035
1 Dalat | 250 New construction
2 220 kV Ninh Thuan 1 (*) | 750 New construction, relieving renewable energy
3 220 kV Ninh Thuan 2 (*) | 750 New construction, relieving renewable energy
4 220 kV Ninh Thuan 3 (*) | 750 New construct ion, relieving renewable energy
5 Wind Power 1 Binh Thuan (*) | 500 Renovation and capacity improvement
6 Hong Liem (*) | 250 New construction, relieving renewable energy
7 Tay Bac Cu Chi | 500 Renovation and capacity improvement
8 Phu Hoa Dong | 500 Renovatio n and capacity improvement
9 Binh Chanh 2 | 500 New construction
10 Hoc Mon 2 | 500 New construction
11 Cascaded Thu Duc City 500 kV | 750 New construction
12 Cascaded Da Phuoc 500 kV | 750 New construction
13 Dong Binh Phuoc (*) | 750 Renovation and capacity | improvement
14 Dong Xoai | 500 Renovation and capacity improvement
15 Hon Quan | 250 New construction
16 220 kV Binh Phuoc 1 (*) | 750 New construction, relieving renewable energy
17 220 kV Binh Phuoc 2 (*) | 750 New construction, relieving renewable energy
18 Tay Ninh | 750 Renovation and capacity improvement
19 Tay Ninh 2 | 750 Renovation and capacity improvement
20 Ben Cau | 500 New construction
21 Tay Ninh 3 | 500 Renovation and capacity improvement
22 Tan Chau 1 (*) | 500 New construction, relieving renewable energy
23 My Phuoc | 750 Renovation and capacity improvement
24 Uyen Hung | 750 Renovation and capacity improvement
25 Bon Cat 750 Renovation and capacity improvement
26 Tan Uyen | 750 Renovation and capacity improvement
27 Ben Cat 2 | 750 Renovation and capa city improvement
28 Tan Dinh 2 | 750 Renovation and capacity improvement
29 An Thanh (VSIP) | 750 Renovation and capacity improvement
30 Binh My | 750 Renovation and capacity improvement
31 Ben Cat 3 | 750 New construction
32 Bau Bang | 750 New construction
kV | 750 New construction
34 Long Thanh | 750 Renovation and capacity improvement
35 An Phuoc | 750 Renovation and capacity improvement
36 Tam Phuoc | 750 Renovation and capacity improvement
37 Nhon Trach Industrial Zone | 750 Renovat ion and capacity improvement
38 Bien Hoa | 750 Renovation and capacity improvement
39 Dong Nai 3 (*) | 1000 | Renovation and capacity improvement
40 Dong Nai 4 (*) | 1000 | Renovation and capacity improvement
41 Cascaded Long Thanh 500 kV | 750 New construction
42 Long Thanh 2 Industrial Zone | 750 New construction
43 Cascaded Dong Nai 2 500 kV | 750 New construction
44 Long Son | 500 Renovation and capacity improvement
45 Phu My City | 500 New construction
46 Vung Tau 2 | 500 New construction
47 Cascaded Duc Hoa 500 kV | 750 Renovation and capacity improvement
48 Tan Lap | 500 Renovation and capacity improvement
49 Can Giuoc | 500 New construction
50 Kien Tuong | 500 Renovation and capacity improvement
51 Cascaded Long An 2 500 kV | 500 New construction
52 Lap Vo | 500 Renovation and capacity improvement
53 Hong Ngu | 500 Renovation and capacity improvement
54 Cascaded Dong Thap 500 kV | 250 New construction
55 Cho Moi | 500 Renovation and capacity improvement
56 Chau Thanh (An Giang) | 500 Renovation and capacity improvement
57 Cascaded An Giang 500 kV | 250 New construction
58 Tan Phuoc (Cai Be) | 750 Renovation and capacity improvement
59 Cascaded Tien Giang 500 kV | 500 New construction
60 Vinh Long 3 | 500 Renovation and capacity improvement
61 Ba Tri | 500 New construction
62 Vinh Quang | 250 New construction
63 Thot Not | 500 Renovation and capacity improvement
64 Vi Thanh | 250 New construction
65 Duyen Hai | 500 Renovation and capacity improvement
66 Bac Lieu | 500 Renovation and capacity improvement
67 Gia Rai | 500 Renovation and capacity improvement
68 Bac Lieu 4 (*) | 500 New construction, relieving renewable energy
69 Ca Mau 4 | 250 New construction, relieving renewable energy
development in the South | 3500 | Reserve for new 220 kV substation construction
and capacity upgrade
stations and power systems | Including but not limited to projects:
feeder | bays in substation , renovate | to increase
automate the station, etc.

## Table_14_List_of_renovated_and_
0 | 1 | 2 | 3
No. Line name | Number
circuits | x km Note
I Phase 2025 -2030
improve reliability
Cham - Da Nhim | 2 x 1 New construction, synchronized with 220 k V
Da Nhim switching station
station - Duc Trong - Di Linh | 2 x 96 New construction, relieving | the power
to expand the 220 kV Da | Nhim substation.
4 Dong Nai 2 | Hydropower | -
and change the | connection
(Duc Trong - Dong Nai 2
Nai 2 Hydropower | - Di Linh | 1 x 15 New construction and renovation, forming
substation
- Di Linh | 2 x 1 New construction, relieving regional power
source
6 Bao Lam - Bao Loc | 2 x 25 New construction, synchronized wi th the
Dong
7 Da Huoai - Branch to | Bao Loc
- Dinh Quan | 2 x 2 New construction, synchronized with the
Dong
8 Duc Trong Wind Power | - Da
Nhim | - Duc Trong (*) | 2 x 1 New constructi on, synchronized with Duc
station.
Trong - Di Linh (*) | 2 x 20 New construction and connect | to 220 kV Ta
regional power sources
phase.
11 500 kV Ninh Son – Branch to
Thap Cham - Ninh Phuoc | 4 x 27 New construction and connect | to 500 kV
Ninh Son substation
12 500 kV Ninh Son - Ninh Phuoc | 2 x 47 New construction, replace 220 | kV Ninh
Phuoc - Vinh Tan | line due to difficulties in
route direction
Nhim Switching Station | 2 x 18 New construction, relieving regional power
source
switch ing station | 2 x 46 New construction, relieving regional power
source
15 500 kV Vinh Tan -Ca Na | 2 x 14 New construction, connect ing to 220 kV Ca
Na station
16 Phuoc Huu Wind Power | - 220
kV Ninh Phuoc (*) | 1 x 2 New construction, connect ing to Phuoc Huu
Wind | Power , replacing the 110 kV Phuoc
capable of | relieving . The 220 kV Phuoc Huu
17 Dong Quan | The – Branch to
Vinh | Tan - 220 kV Quan The
switching station | 2 x 1 New construction, synchronized with the
development progress of specialized load
18 Dong Quan | The - Ca Na | 1 x 7 New construction, synchronized with the
development progress | of specialized load
19 Da Nhim Phase 2 | Hydro P ower
Plant Expansion | - 220 kV Da
Nhim Distribution Yard | 1 x 1 New construction, synchronized with power
2025. Specific connection pla n is finalized
during project implementation phase.
20 Ham Tan - Branch to | Phan
Thiet - Chau Duc ( 2nd circuit) | 2 x 6 New construction, connect ing to Ham Tan
21 Ham Thu an Nam - Branch to
Phan Thiet - Ham Tan | 4 x 4 New construction and connect ing to 220 kV
Ham Thuan Nam substation
22 Hoa Thang - Branch to | Phan
Thiet - Phan Ri | 2 x 7 New construction, connect ing to 220 kV Hoa
Thang substation
Loc 2 x 95 Rennovate to increase load capacity
24 Increase Phan loading capacity
Thiet - Ham Thuan | 1 x 55 Rennovate | to increase load capacity
25 Phuoc Thai - Branch to | Vinh
Tan - Thap Cham ( 2nd circuit) | 2 x 3 New construction, connect ing to Phuoc Thai
line, relieving power source in the area
26 Hong Phong - Branch to | Phan
Thiet | - Phan Ri | 2 x 1 New construction, synchronized with the
scale and progre ss of regional power sources
Thiet (*) | 2 x 4 New construction, synchronized with the
scale and progress of regional power sources
Phan Ri - Phan Thiet | 2 x 52 Renovatin g to increase load capacity,
power sources
29 Phan Ri - 500 kV Hong
Phong | 2 x 16 New construction, increased capacity to
relieve regional power
30 500 kV Hong Phong | - Phan Ri
branch - Phan Thiet | 4 x 5 New construction and connect | to 500 kV
Hong Phong station
Do) 4 x 4 New construction
32 Increas ing load capacity of the
Binh | Long - Chon Thanh | 2 x 32 Improve loa d capacity and relieve | regional
power sources
33 Tan Bien - Tay Ninh | 2 x 25 New construction
34 500 kV Tay Ninh 1 – Branch
to Tay Ninh 2 - Trang Bang | 4 x 8 New construction
Dong | 2 x 8 New construction
Electrolysis | 2 x 15 New construction , synchron ize with | Binh
Provincial People's Committee)
37 Dong Xoai - Chon Thanh | 2 x 20 New construction
and 4th circuit) | 2 x 32 New construction, relieving regional power
source
electrolysis (*) | 4 x 12 New construction, synchronized with the
scale and progress of regional power sources
kV - My Phuoc line | 2 x 45 Improve load capacity and relieve regional
power sources
Dinh 500 kV line | 2 x 17 Improve load capacity and relieve regional
power sources
Tay Ninh | 4 x 3 New construction, connect ing to 220 kV side
of 500 kV Tay Ninh 2 station
(change the connection | to Tan
Bien) | 2 x 6 New construction, connect ing to 220 kV side
of 500 kV Tay Ninh 2 station
2 2 x 16 New construction
load capacity | 2 x 25 Upgrade to increase load | capacity
load capacity | 2 x 11 Upgrade to increase load capacity
47 Phu My 3 Industrial | Zone | -
Duc 4 x 1 New construction
Thanh | 4 x 10 New const ruction
Branch to | Phan Thiet - Tan
Thanh | 4 x 6 New construction
50 Long Son - Branch to | Chau
Zone | 2 x 8 New construction, consider choosing a cross -
Duc 220 kV line - Phu My 3 Industrial | Zone
after renovation
51 Chau Duc - Branch to | Ham 2 x 2 New construction, completion of connection
Tan - Tan Thanh ( 2nd circuit) | of Chau Duc 220kV substation to 02 circuits
transmission line
Tau load capacity | 2 x 30 Upgrade to increase load capacity
53 Increas ing the load | capacity of
Tan - Da Bac Solar Power | -
Chau Duc | 2 x 60 Improve load capacity and relieve regio nal
power sources
54 Cat Lai - Tan Cang | 2 x 15 New construction
55 Binh Chanh 1 - Cau Bong | 2 x 21 New construction, being a part of the 220 -
line project
56 Tan Son Nhat - Thuan An | 2 x 15 New construction
- Thu Duc | 2 x 9 New construction
58 Phu Lam - Dam Sen | 2 x 6 New construction
Nhat | 2 x 10 New construction
Nghe Cao | 2 x 25 New construction
Chi - Trang Bang | 4 x 1 New construction, | change the connection to
Chi 500 kV - Tan Dinh transmission lines
Chi - Tan Dinh | 2 x 1 New construction, change the connection to
220 kV Cu Chi 500 kV - 220 kV Cu Chi
63 Thu Thiem - Branch to | Cat Lai
- Tan Cang | 4 x 1 New construction
Be station | 2 x 6 New construction, connect ing to 220 kV
large cross -section
65 District 9 -Branch to | Long
Thanh – Cong Nghe Cao | 4 x 5 New constr uction
Branch to Phu My - Can Duoc | 4 x 3 New construction, synchron ize with LNG
Hiep Phuoc phase I
kV transmission line | 2 x 112 Upgrade to inc rease loading capacity,
synchronize with LNG Hiep Phuoc phase I
load capacity | 2 x 11 Upgrade to increase load capacity
69 Nam Hiep Phuoc - Branch to
Phu My - Can Duoc | 4 x 2 New construction, connection to Nam Hiep
Phuoc 220 | kV station. Proposal to select
Duoc 220 kV line after renovation
70 Can Gio - Branch to | Phu My -
Nam Hiep Phuoc | 2 x 28 New construction
71 Ben Cat 2 - Branch to | Tan
Dinh - Cu Chi | 4 x 1 New construction
72 Ben Cat | 2 - Branch to | Chon
Thanh - Ben Cat | 2 x 20 New construction and transition connection
Cat transmission line
73 Tan Dinh 2 - Branch to | My
Phuoc - Ben Cat | 4 x 11 New construction
74 500 kV Binh Duong 1 – 4 x 40 New construction, connect | to 500 kV Binh
May Duong 1 substation
75 An Thanh (VSIP) – Branch to
Tan Uyen - Thuan An | 4 x 3 New construction
76 Binh My - Branch to | Binh
Duong 1 - Song May | 4 x 3 New construction
Thanh - Ben Cat | 4 x 1 New construction
78 Bac Tan Uyen - Branch to
Binh My - Song May | 2 x 7 New construction
79 Song May - Tam Phuoc | 2 x 14 New construction
80 500 kV Dong Nai 2 – Branch
to Xuan Loc - Long Thanh | 4 x 12 New construction
Branch to | My Xuan - Cat Lai | 2 x 10 New construction | , synchronize with Nhon
construction direction of the line
500 kV Long Thanh | 2 x 44 New construction, synchron ize with | Nhon
Trach 3 Power Plant
83 Nhon Trach Industrial | Zone | -
Plant - 500 kV Long Thanh | 4 x 3 New construction, | synchronize with the 220
kV stat ion of Nhon Trach Industrial | Zone . In
Thanh Industrial | Zone | first.
circuit) | 1 x 16 Upgrade to increase load capacity
circuit) | 1 x 25 Upgrade to increase load capacity
86 Thong Nhat - Branch to | Bao
Loc – Song May | 4 x 2 New construction
capacity | 2 x 11 Upgrade to increase load capacity
88 Tri An | Hydropower Plant
Expansion | - Tri An
Hydropower Plant | 2 x 1 New construction, | synchronize with Tri An
Hydropower Plant | Expansion
89 Tay Bac Cu Chi - Cu Chi
500 kV | 2 x 12 New construction
90 Binh Chanh 1 - Duc Hoa | 2 x 10 New construction
91 Phu Hoa Dong - Branch to | Cu
Chi - Cau Bong | 4 x 5 New construction
Cau Bong - Cu Chi | 2 x 22 Upgrade to increase load capacity
Lam 2 x 34 Upgrade to increase load capacity
94 Increase load capacity | of Thu
Duc - Tan Uyen - Long Binh | 2 x 44 Upgrade to increase load capacity, consider
underground c able section
95 Tan Dinh 2 - Binh My | 2 x 14 New construction
96 Bien Hoa – Branch to | Tan
Uyen - Long Binh | 4 x 1 New construction
97 Dau Giay - 500 kV Dong Nai 2 | 2 x 30 New construction
98 Dau Giay - 500 kV Long
Thanh | 2 x 12 New construction
Uyen (*) | 2 x 55 Synchronize with regional power source
scale and progress
Hung(*) | 2 x 31 Synchronize with regional power source
scale and progress
Phuoc - Tam Phuoc | 2 x 16 Upgrade to increase load capacity.
phase wires
102 Increas ing the | load capacity of
500 kV | Long Thanh - 220 kV
Long Thanh | 2 x 19 Upgrade to increase load capacity
103 Ho Nai -Branch to Song May | -
Tam Phuoc | 4 x 1 New construction
104 Phu Giao - Branch to | Binh
Duong 1 - Uyen Hung | 4 x 2 New construction
An - Ben Luc | 2 x 14 Upgrade to increase load capacity
106 Go Cong - Can Duoc | 2 x 27 New construction
107 500 kV Duc Hoa – Branch to
to 500 kV Duc Hoa | station, transitioning on
500 kV Long An transmission line
Duc Hoa - Duc Hoa 1 | 4 x 10 New construction
109 Ben Luc 2 (Duc Hoa | 3) is
kV - Ben Luc line. | 4 x 6 New construction, replace Duc Hoa | 3 220
kV with transition connection on | 220 kV
Duc Hoa 500 kV – Branch to | Phu Lam -
Planning VIII
Hoa 1 | line 2 x 25 Consider transferring connection to 220 kV
Tay Bac | Cu Chi station
111 500 kV Lon g An – Branch to
Can Duoc - Phu My | 4 x 1 New construction
Four -Wheel Drive - Phu Lam | 2 x 28 Upgrade to increase load capacity
Duc Hoa - Long An | 4 x 9 New construction
substation come s into operation | behind
Duc Hoa 500 kV - Long An line (2x50 km)
busbar segment diagram.
116 LNG Long An I - Ben Luc | 2 x 30 New construction, synchronized with LNG
diagram
117 Tan Phuoc (Cai Be) – Branch
to 500 kV My Tho - Long An | 4 x 7 New construction
Tho - Can Duoc ( 2nd circuit) | 2 x 4 New construc tion, connect ing to 220 kV My
of 220 kV My Tho - 500 kV Can Duoc line
500 kV - My Tho ( 2nd circuit) | 2 x 5 New construction, connect ing to Can Duoc
220 kV station to relay on the | remaining
transmission line
120 Long My 1 | Wind Power | -
Branch to | Ca Mau Industrial
Zone | - O Mon (*) | 2 x 1 New construction, synchron ize with | Long
My 1 Wind Power
121 Vinh Long 3 - Branch to | Vinh
Long | 2 - Tra Vinh | 4 x 1 New construction
122 Ben Tre - Binh Dai (*) | 2 x 50 New construction, synchronized with the
scale and progress of regional power sources
123 Thanh Phu - Branch to | Hai
Phong | Wind Power | - Mo Cay
scale | and progress of regional power
section to rel ieve renewable energy.
124 Mo Cay - 500 kV My Tho (*) | 2 x 42 New construction, synchronized with the
scale and progress of regional p ower sources
Branch to | Ca Mau | Thermal
Power Plant | - Rach Gia | 2 x 17 New construction
Vinh 3 220 kV station
Binh Dai | (*) 2 x 12 New construction | and synchronize with No.
station. Actual length is about 0.03km.
128 Hai Phong - Mo Cay Road (*) | 2 x 50 New construction, synchron ize with | Hai
Phong | Wind Power , connection plan is
approved in Document | 911/TTg -CN dated
July 15, 2020
Hai (*) | 2 x 4 New construction, synchron ize with | Dong
Dong Thanh 1 | Wind Power | – Branch to
Wind Power | - Trung Nam Tra Vinh Solar
Power - Duyen Hai 500 kV.
kV Duyen Hai (*) | 1 x 12 New construction, synchron ize with | Thang
Long | Wind Power , connection plan is
June 24, 2020
Binh Dai - Ben Tre | 4 x 16 New construction and connect | to 500 kV
Ben Tre substation
Thanh Phu - Mo Cay | 4 x 10 New construction and connect | to 500 kV
Ben Tre substation
133 500 kV Thot Not-Lap Vo | 2 x 22 New construction
134 Hong Ngu - Chau Doc | 2 x 40 New construction
135 Lap Vo - Hong Ngu | 2 x 55 New constructio n
136 Sa Dec - Branch to | O Mon -
of 220 kV O Mon - Vinh Long line
137 Long Xuyen - Branch to | Chau
Doc - Thot Not ( 2nd circuit) | 2 x 1 New | construction, connect ing to 220 kV
Not line
Doc 4 x 2 New construction
Giang) | 2 x 9 New c onstruction
into double -circuit line | 2 x 75 Converting single -circuit line into double -
circuit line, increasing load capacity
141 Tran De - 500 kV Long Phu | 2 x 24 New construction, synchroni zed with the
scale and progress of regional power sources
142 Vinh Chau – Branch to | Long
Phu - Soc Trang ( 2d circuit) | 2 x 20 New construction, connect ing to 220 kV
220 kV Long Phu - Soc Trang line
Vinh Chau (*) | 2 x 5 New construction, synchroniz e with | Soc
Trang 4 | Wind Power , connection plan is
June 24, 2020
144 Phu Cuong 1A, 1B | Wind
Power - Vinh Chau (*) | 2 x 22 New | construction, synchr onize with | Phu
Cuong 1A and 1B | Wind Power ; connection
dated June 24, 2020
145 Bac Lieu Phase 3 | Wind Power
- Bac Lieu (*) | 2 x 18 New construction, synchro nize with | Bac
2018
Trang | 2 x 5 New construction, relieving | regional power
sources; exact name of the project | is
Lieu thermal power line"
147 Hoa Binh - Branch to | Gia Rai -
Bac Lieu | 2 x 13 New constructio n, connect ing to 220 kV Hoa
power source in the area
Binh 5 Wind Power | 4 x 5 New construction and connect ing to 220 kV
relieving power shortage in the area
scale and progress of regional power sources
branch - Hoa Binh | 4 x 6 New construction, synchroniz e with | 500 kV
Bac Lieu station
151 500 kV Bac Lieu - Hoa Binh | 2 x 18 New construction, relieving renewable
energy
152 Ca Mau - Nam Can | 2 x 58 New construction
153 Ca Mau 3 – Branch to | Ca Mau
- Nam Can | 2 x 26 New | construction, synchroniz e with 220 kV
Ca Mau 3 station
154 Ca Mau 1 Wind Power Cluster
- Ca Mau (*) | 2 x 52 New construction, synchroniz e with Ca Mau
1 Wind Power | Cluster
155 500 kV Ca Mau – Branch to 4 x 8 New construction
Nam Can - Ca Mau
Mau 1 - Ca Mau | 4 x 8 New construction
157 NB 1 - Vung Tau (*) | 2 x 3 New construction, synchronized with scale
in the South.
the results of the actual sea survey.
158 NB 2 - Ben Tre 500kV (*) | 2 x 10 New construction, synchronized with the
results of the actual sea survey.
159 NB 3 - 500 kV Duyen Hai (*) | 2 x 10 New construction, synchronized with the
results of the actual sea survey.
Quoc Subs tation | 2 x 19 Constructing a new 220kV transmission line
Quoc 220kV substation
energy sources | 500 New construction, relieving renewable
energy
construction | 450 Reserve for load growth and power source
development
II Phase 2031 -2035
1 Hong Liem - 500 kV Hong
Phong (*) 2 x 6 New construction, relieving | renewable
energy sources
Switching Station | 2 x 30 New construction
Di Linh - Bao Loc | 2 x 34 Rennovate to increase load capacity
Ninh Thuan 1 (*) | 2 x 15 New construction, relieving | renewable
energy sources
Ninh Thuan 1 (*) | 2 x 15 New construction, relieving | renewable
energy sources
6 220 kV Ninh Thuan 3 - 500 kV
Ninh Thuan 2 (*) 2 x 15 New construction, relieving | renewable
energy sources
7 Tan Chau 1 - Tan Bien (*) | 2 x 16 New construction, synchronized with the
scale and progress of regional power sources
8 Ben Cau - 500 kV Tay Ninh 1 | 2 x 12 New construction
9 Hon Quan - Branch to | Binh
Long - Chon Thanh | 2 x 4 New construction
Loc Ninh (*) | 2 x 15 New construction, | relieving | renewable
energy sources
Loc Ninh (*) | 2 x 15 New construction, relieving | renewable
12 Phu My City - Branch to | Phu 4 x 2 Rennovate to increase load capacity
My - Ba Ria
13 Phu My City - Bac Chau Duc
500 kV | 2 x 30 New construction
14 Long Dien 500 kV - Vung Tau
Long Dien substation
15 Long Dien 500 kV - Branch to
Phu My City - Vung Tau | 2 x 10 New construction, connect ing to 500 kV
Long Dien substation
16 Long Dien 500 kV - Phuoc
Long Dien substation
17 Vung Tau 2 - Vung Tau | 2 x 9 New construction
Hydropower Plant | 1 x 24 Upgrade load capacity to ensure regional
power supply
19 Binh Chanh 2 – Branch to | Duc
Hoa - Phu Lam | 4 x 2 New construction, proposal for schematic
design
substation
20 500 kV Da Phuoc - Binh
Chief 2 | 2 x 10 New construction, connect ing to 500 kV | Da
Phuoc | Substation. Flexible diagram is
substation
Chanh | 2 x 9 New construction, connect ing to 500 kV Da
Phu Lam 500 kV substation.
22 500 kV Da Phuoc - Dam Sen | 2 x 22 New construction and connec ting to 500 kV
substation to limit short -circuit current
Binh Chanh | 2 x 13 Synchronize with LNG Hiep Phuoc Phase II
Power Plant
24 Hoc Mon 2 – Branch to | Cau
Bong - Binh Chanh 1 | 4 x 1 New construction
to Cong Nghe Cao | - District 9 | 4 x 5 New construction
26 Increasing | the load capacity of
transmission line | 2 x 13 Upgrade to increase load capacity,
Substation
Cat Lai - Thu Duc connection) | 2 x 5 New construction, connecti ng to 500 kV Thu
(after renovation)
2 and Chon Thanh - Ben Cat 2 | 4 x 12 New construction, connect ing to 220 kV side
of 500 kV Binh Duong 2 substation
of 500 kV Binh Duong 2 substation
2 - Binh Duong 2 500 kV | 4 x 4 New construction
31 Increasing the load | capacity of
Dinh 500 kV transmission line | 2 x 16 Upgrade to increase load capacity
Thanh - 500 kV Binh Duong 2 | 4 x 1 New construction, in case the 500 k V Binh
33 Long Thanh 2 Industrial | Zone
- Branch to | Xuan Loc - Long
Thanh | 4 x 1 New construction
34 Can Giuoc – Branch to | 500 kV
Long An - Nam Hiep Phuoc | 4 x 3 New construction
Long An - Tan Phuoc | 4 x 10 New construction
36 500 kV Tien Giang – Branch | to
Vinh Long - Sa Dec | 4 x 15 New construction
Cai Lay - Cao Lanh | 4 x 4 New construction
38 500 kV Ben Tre -Ba Tri | 2 x 16 New construction, relieving renewable
energy
Hong Ngu - Lap Vo | 4 x 12 New construction , connect ing to 500 kV
Dong Tha p substation
40 500 kV An Giang –
Giang substation
Thanh (An Giang) | 4 x 28 New construction , connect ing to 500 kV An
Giang substation
42 500 kV An | Giang – Branch to
Chau Doc - Kien Binh | 4 x 40 New construction , connect ing to 500 kV An
Giang substation
Ca Mau Thermal Power Plant | 4 x 12 New construction
44 Vinh Quang - Branch to | Rach
Gia - Kien Binh | 2 x 1 New construc tion
scale and progress of regional power sources
46 Soc Trang - 500 kV Long
energy
Giang) | 2 x 50 Improve load capacity and rel ieveing
renewable energy
48 Increas ing the | load capacity | of
Bac Lieu | - Soc Trang | 2 x 42 Improve load capacity and relieving
renewable energy
49 Ca Mau 4 – Branch to | Ca Mau
1 Wind Power | - Ca Mau | 2 x 7 New construction, synchronized with the
scale and progress of regional power sources
energy sources | 500 New construction, relieving renewable
energy
construction | 500 Reserved | for load growth and power source
development
Note:
1. For substations
demand and power source capacity | relieving .
depending on the | potential for power source development and actual grid configuration.
2. For the line
- Line length will be determined during project preparation.
potential for power source development and actual grid configuration.
3. For renewable energy connection