## Table_1
0 | 1 | 2 | 3 | 4
No. | Phase 2025 - 2030 Phase 2031 - 2035 Region/Province Note (MW) (MW)
A | For small hydropower, increase by province.
| National total | 3,780.5 | 3,939.3
I | North | 2,411.5 | 2,067.3
1 | Ha Giang | 117.5 | 211.2
2 | Cao Bang | 34 | 14
3 | Lao Cai | 311.9 | 270.7
4 | Bac Kan | 41.3 | 30
5 | Lang Son | 24 | 24
6 | Tuyen Quang | 31 | 30.9
7 | Yen Bai | 228 | 209
8 | Thai Nguyen | 30 | 30
9 | Phu Tho | 10.2 | 0
10 | Quang Ninh | 32 | 0
11 | Lai Chau | 892 | 1,092.1
12 | Dien Bien | 207 | 8.3
13 | Son La | 411.6 | 147.2
14 | Hoa Binh | 38 | 0
15 | Bac Giang | 3 | 0
16 | Hanoi City | 0 | 0
17 | Vinh Phuc | 0 | 0
II | North Central Coast | 147 | 192
1 | Thanh Hoa | 52.9 | 130
2 | Nghe An | 33.2 | 22
3 | Ha Tinh | 24.69 | 0
4 | Quang Binh | 58 | 39
III | Mid-Central Coast | 595 | 829
1 | Quang Tri | 63 | 151.8
2 | Hue City | 31 | 51.9
3 | Quang Nam | 318 | 438.3
4 | Quang Ngai | 127 | 186.7
5 | Da Nang | 55 | 0
IV | Central Highlands | 306 | 380
1 | Kon Tum | 57.4 | 44
2 | Gia Lai | 114 | 144.6
3 | Dak Lak | 50 | 128.45
4 | Dak Nong | 84.6 | 63
V | South Central Coast | 277 | 397
1 | Binh Dinh | 62 | 63.5
2 | Phu Yen | 48 | 60
3 | Khanh Hoa | 8 | 2
4 | Ninh Thuan | 29 | 28.5
5 | Binh Thuan | 47 | 22
6 | Lam Dong | 83 | 221.3
VI | Southern Vietnam | 46 | 74
1 | Binh Duong | 13 | 23.1
2 | Binh Phuoc | 28 | 40.9

## Table_2
0 | 1 | 2 | 3 | 4
3 | Dong Nai 0 0
4 | Tay Ninh 5 10
5 | Ba Ria - Vung Tau 0 0
6 | Kien Giang 0 0
B | For hydropower with capacity from 30 MW to under 50 MW, increase by province.
| National total | 462.3
I | North | 40.5
1 | Lai Chau | 40.5
II | North Central Coast | 83
1 | Thanh Hoa | 38
2 | Nghe An 45
III | Central Central | 48
1 | Quang Tri | 48
IV | South Central Coast | 122
1 | Binh Dinh | 40
2 | Binh Thuan | 46
3 | Lam Dong | 36
V | Southern Vietnam | 168.8
1 | Binh Phuoc | 78.8
2 | Dong Nai | 90

## Table_3
0 | 1 | 2 | 3 | 4 | 5
No. | Province/City | Additional rooftop solar power |  | Concentrated electricity increased
|  | Phase 2025 - 2030 (MW) | Phase 2031 - 2035 (MW) | Phase 2025 - 2030 (MW) | Phase 2031 - 2035 (MW)
I | North | 17950 | 1068 | 10306 | 9459
1 | Hanoi | 894 | 54 | 483 | 9459 (By 2035, the proposed capacity from localities is smaller than the capacity required by the power system)
2 | Hai Phong City | 2092 | 124 | 100
3 | Hai Duong | 1348 | 80 | 100
4 | Hung Yen | 1189 | 71 | 57
5 | Ha Nam | 1107 | 66 | 50
6 | Nam Dinh | 601 | 36 | 223
7 | Thai Binh | 610 | 36 | 50
8 | Ninh Binh | 440 | 27 | 50
9 | Ha Giang | 64 | 4 | 100
10 | Cao Bang | 50 | 3 | 100
11 | Lao Cai | 550 | 33 | 105
12 | Bac Kan | 51 | 3 | 200
13 | Lang Son | 492 | 29 | 100
14 | Tuyen Quang | 76 | 5 | 198
15 | Yen Bai | 500 | 30 | 1656
16 | Thai Nguyen | 1019 | 60 | 220
17 | Phu Tho | 595 | 35 | 100
18 | Vinh Phuc | 1155 | 68 | 50
19 | Bac Giang | 1674 | 99 | 100
20 | Bac Ninh | 1528 | 91 | 50
21 | Quang Ninh | 1418 | 84 | 400
22 | Lai Chau | 50 | 3 | 1086
23 | Dien Bien | 50 | 0 | 904
24 | Son La | 50 | 5 | 3674
25 | Hoa Binh | 347 | 21 | 150
II | North Central Coast | 1041 | 210 | 1670 | 1529
1 | Thanh Hoa | 373 | 68 | 440 | 164
2 | Nghe An | 232 | 49 | 350 | 0
3 | Ha Tinh | 313 | 68 | 440 | 1336
4 | Quang Binh | 123 | 26 | 440 | 28
| III Mid-Central Coast | 250 | 463 | 1444 | 2366
1 | Quang Tri | 50 | 27 | 310 | 781
2 | Hue City | 50 | 136 | 397 | 1583
3 | Da Nang City | 50 | 102 | 50 | 0
4 | Quang Nam | 50 | 113 | 50 | 0
5 | Quang Ngai | 50 | 85 | 140 | 2
IV | Central Highlands | 200 | 0 | 6333 | 6513
1 | Kon Tum | 50 | 0 | 660 | 0
2 | Gia Lai | 50 | 0 | 1030 | 0
3 | Dak Lak | 50 | 0 | 3349 | 4962
4 | Dak Nong | 50 | 0 | 1294 | 1551
V | South Central Coast | 300 | 88 | 4475 | 4388
1 | Binh Dinh | 50 | 77 | 500 | 0
2 | Phu Yen | 50 | 11 | 1000 | 0
3 | Khanh Hoa | 50 | 0 | 100 | 0
4 | Ninh Thuan | 50 | 0 | 1974 | 3984
5 | Binh Thuan | 50 | 0 | 564 | 266
6 | Lam Dong | 50 | 0 | 337 | 138
VI | Southern Vietnam | 6635 | 14673 | 3654 | 10514
1 | Binh Phuoc | 440 | 1258 | 678 | 4114
2 | Tay Ninh | 226 | 708 | 450 | 314
3 | Binh Duong | 1036 | 2486 | 55 | 1367

## Table_4
0 | 1 | 2 | 3 | 4 | 5
4 | Dong Nai | 1520 | 3075 | 1069 | 3942
5 | Ba Ria - Vung Tau | 985 | 1783 | 50 | 0
6 | Ho Chi Minh City | 374 | 981 | 20 | 0
7 | Long An | 999 | 2062 | 268 | 156
8 | Tien Giang | 149 | 296 | 50 | 0
9 | Ben Tre | 97 | 228 | 50 | 0
10 | Tra Vinh | 58 | 134 | 50 | 0
11 | Vinh Long | 110 | 221 | 50 | 0
12 | Dong Thap | 50 | 203 | 74 | 249
13 | An Giang | 50 | 95 | 80 | 0
14 | Kien Giang | 50 | 0 | 400 | 0
15 | Can Tho City | 199 | 390 | 50 | 0
16 | Hau Giang | 142 | 370 | 110 | 372
17 | Soc Trang | 50 | 183 | 50 | 0
18 | Bac Lieu | 50 | 0 | 50 | 0
19 | Ca Mau | 50 | 200 | 50 | 0

## Table_5
0 | 1 | 2 | 3 | 4
No. | Province/City | Phase 2025 - 2030 (MW) | Phase 2031 - 2035 (MW) | Note
I | North | 2194 | 0
1 | Hanoi | 0 | 0
2 | Hai Phong City | 0 | 0
3 | Hai Duong | 0 | 0
4 | Hung Yen | 0 | 0
5 | Ha Nam | 0 | 0
6 | Nam Dinh | 0 | 0
7 | Thai Binh | 0 | 0
8 | Ninh Binh | 0 | 0
9 | Ha Giang | 0 | 0
10 | Cao Bang | 0 | 0
11 | Lao Cai | 0 | 0
12 | Bac Kan | 266 | 0
13 | Lang Son | 0 | 0
14 | Tuyen Quang | 0 | 0
15 | Yen Bai | 160 | 0
16 | Thai Nguyen | 0 | 0
17 | Phu Tho | 0 | 0
18 | Vinh Phuc | 0 | 0
19 | Bac Giang | 108 | 0
20 | Bac Ninh | 0 | 0
21 | Quang Ninh | 300 | 0
22 | Lai Chau | 0 | 0
23 | Dien Bien | 779 | 0
24 | Son La | 580 | 0
25 | Hoa Binh | 0 | 0
II | North Central Coast | 3333 | 0
1 | Thanh Hoa | 364 | 0
2 | Nghe An | 240 | 0
3 | Ha Tinh | 1605 | 0
4 | Quang Binh | 1124 | 0
III | Mid-Central Coast | 510 | 0
1 | Quang Tri | 560 | 0
2 | Hue City | 100 | 0
3 | Da Nang City | 0 | 0
4 | Quang Nam | 100 | 0
5 | Quang Ngai | 0 | 0
IV | Central Highlands | 2643 | 3496
1 | Kon Tum | 474 | 206
2 | Gia Lai | 884 | 2129
3 | Dak Lak | 1085 | 1162
4 | Dak Nong | 200 | 0
V | South Central Coast | 3254 | 250
1 | Binh Dinh | 1273 | 0
2 | Phu Yen | 300 | 0
3 | Khanh Hoa | 200 | 0
4 | Ninh Thuan | 1039 | 0
5 | Binh Thuan | 242 | 0
6 | Lam Dong | 200 | 250
VI | Southern Vietnam | 4212 | 2350
1 | Binh Phuoc | 0 | 0
2 | Tay Ninh | 0 | 0
3 | Binh Duong | 0 | 0
4 | Dong Nai | 0 | 0

## Table_6
0 | 1 | 2 | 3 | 4
5 | Ba Ria - Vung Tau | 100 | 6
6 | Ho Chi Minh City | 0 | 0
7 | Long An | 73 | 18
8 | Tien Giang | 100 | 226
9 | Ben Tre | 500 | 340
10 | Tra Vinh | 1450 | 448
11 | Vinh Long | 0 | 0
12 | Dong Thap | 0 | 0
13 | An Giang | 50 | 0
14 | Kien Giang | 219 | 19
15 | Can Tho City | 0 | 0
16 | Hau Giang | 100 | 0
17 | Soc Trang | 988 | 0
18 | Bac Lieu | 346 | 351
19 | Ca Mau | 387 | 942

## Table_7
0 | 1 | 2 | 3 | 4 | 5
No. | Province/City | Waste electricity increased |  | Additional biomass electricity
|  | Phase 2025 - 2030 (MW) | Phase 2031 - 2035 (MW) | Phase 2025 - 2030 (MW) | Phase 2031 - 2035 (MW)
| Nationwide | 1270 | 0 | 1510 | 1276
I | North | 523 | 0 | 375 | 208
1 | Hanoi | 220 | 0 | 6 | 4
2 | Hai Phong | 20 | 0 | 0 | 0
3 | Hai Duong | 0 | 0 | 0 | 0
4 | Hung Yen | 73 | 0 | 0 | 0
5 | Ha Nam | 0 | 0 | 0 | 0
6 | Nam Dinh | 35 | 0 | 34 | 19
7 | Thai Binh | 0 | 0 | 0 | 0
8 | Ninh Binh | 0 | 0 | 0 | 0
9 | Ha Giang | 0 | 0 | 32 | 18
10 | Cao Bang | 0 | 0 | 0 | 0
11 | Lao Cai | 12 | 0 | 32 | 18
12 | Bac Kan | 0 | 0 | 16 | 9
13 | Lang Son | 0 | 0 | 13 | 7
14 | Tuyen Quang | 0 | 0 | 32 | 18
15 | Yen Bai | 0 | 0 | 32 | 18
16 | Thai Nguyen | 10 | 0 | 6 | 4
17 | Phu Tho | 0 | 0 | 19 | 11
18 | Vinh Phuc | 0 | 0 | 0 | 0
19 | Bac Giang | 13 | 0 | 0 | 0
20 | Bac Ninh | 0 | 0 | 0 | 0
21 | Quang Ninh | 0 | 0 | 0 | 0
22 | Lai Chau | 0 | 0 | 6 | 4
23 | Dien Bien | 3 | 0 | 84 | 46
24 | Son La | 0 | 0 | 16 | 9
25 | Hoa Binh | 137 | 0 | 45 | 25
II | North Central Coast | 25 | 0 | 388 | 30
1 | Thanh Hoa | 0 | 0 | 126 | 10
2 | Nghe An | 0 | 0 | 60 | 5
3 | Ha Tinh | 0 | 0 | 14 | 1
4 | Quang Binh | 25 | 0 | 188 | 14
III | Mid-Central Coast | 142 | 0 | 92 | 564
1 | Quang Tri | 20 | 0 | 17 | 106
2 | Hue | 2 | 0 | 10 | 58
3 | Danang | 70 | 0 | 2 | 13
4 | Quang Nam | 50 | 0 | 56 | 344
5 | Quang Ngai | 0 | 0 | 7 | 43
IV | Central Highlands | 39 | 0 | 343 | 213
1 | Kon Tum | 0 | 0 | 31 | 19
2 | Gia Lai | 30 | 0 | 171 | 106
3 | Dak Lak | 9 | 0 | 141 | 88
4 | Dak Nong | 0 | 0 | 0 | 0
V | South Central Coast | 117 | 0 | 165 | 0
1 | Binh Dinh | 15 | 0 | 50 | 0
2 | Phu Yen | 10 | 0 | 115 | 0
3 | Khanh Hoa | 40 | 0 | 0 | 0
4 | Lam Dong | 40 | 0 | 0 | 0
5 | Ninh Thuan | 12 | 0 | 0 | 0
6 | Binh Thuan | 0 | 0 | 0 | 0
VI | Southern Vietnam | 425 | 0 | 146 | 261
1 | Ho Chi Minh | 216 | 0 | 0 | 0

## Table_8
0 | 1 | 2 | 3 | 4 | 5
2 | Binh Phuoc | 0 | 0 | 79 | 121
3 | Tay Ninh | 0 | 0 | 0 | 0
4 | Binh Duong | 0 | 0 | 0 | 0
5 | Dong Nai | 58 | 0 | 0 | 0
6 | Ba Ria - Vung Tau | 25 | 0 | 3 | 7
7 | Long An | 72 | 0 | 20 | 42
8 | Dong Thap | 0 | 0 | 0 | 0
9 | An Giang | 8 | 0 | 26 | 54
10 | Tien Giang | 0 | 0 | 0 | 0
11 | Vinh Long | 0 | 0 | 0 | 0
12 | Ben Tre | 18 | 0 | 10 | 20
13 | Kien Giang | 20 | 0 | 0 | 0
14 | Can Tho | 0 | 0 | 150 | 0
15 | Hau Giang | 0 | 0 | 0 | 0
16 | Tra Vinh | 0 | 0 | 0 | 0
17 | Soc Trang | 9 | 0 | 8 | 17
18 | Bac Lieu | 0 | 0 | 0 | 0
19 | Ca Mau | 0 | 0 | 0 | 0

## Table_9
0 | 1 | 2
Provinces | Phase 2025 - 2030 (MW) | Phase 2031 - 2035 (MW)
I. North | 1900 | 1400
Lai Chau | 300 | 400
Dien Bien | 400 | 400
Son La | 900 | 300
Bac Giang | 300 | 300
II. North Central Coast | 831 | 0
Thanh Hoa | 126.5
Ha Tinh | 704.5
III. Mid-Central Coast | 846 | 1795
Quang Tri | 246 | 1200
Da Nang |  | 595
Quang Nam | 300
Quang Ngai | 300
IV. South Central Coast |  | 1200
Binh Dinh |  | 600
Ninh Thuan
Lam Dong |  | 600

## Table_1_List_of_LNG_thermal_pow
0 | 1 | 2 | 3 | 4
Table 1: List of LNG thermal power plants
No. | Project | Expected capacity (MW) | Operational phase | Note
1 | LNG Quang Ninh | 1500 | 2025-2030
2 | LNG Thai Binh | 1500 | 2025-2030
3 | LNG Quang Trach II | 1500 | 2025-2030
4 | LNG Hai Lang Phase 1 | 1500 | 2025-2030
5 | Nhon Trach 3 and Nhon Trach 4 Power Plants | 1624 | 2025-2030
6 | LNG Hiep Phuoc Phase I | 1200 | 2025-2030
7 | LNG Long An I | 1500 | 2025-2030
8 | Son My I BOT Thermal Power Plant (*) | 2250 | 2025-2030
9 | Son My II BOT Thermal Power Plant (*) | 2250 | 2025-2030
10 | LNG Bac Lieu (*) | 3200 | 2025-2030
11 | LNG Nghi Son (*) | 1500 | 2025-2030
12 | LNG Ca Na (*) | 1500 | 2025-2030
13 | LNG Quynh Lap (*) | 1500 | 2025-2030
14 | LNG Hai Phong Phase I | 1600 | 2025-2030 | According to the commitment of Hai Phong City People's Committee in Document No. 583/UBND-UBND- XD2 dated March 26, 2025
15 | LNG Hiep Phuoc Phase II | 1500 | 2025-2030 | According to the commitment of Ho Chi Minh City People's Committee in Document No. 1945/UBND-KT dated March 27, 2025
16 | LNG Long Son (*) | 1500 | 2031-2035 | The People's Committee of Ba Ria - Vung Tau province proposed that the progress could be pushed forward to the 2025-2030 period according to the needs of the power system.
17 | LNG Long An II | 1500 | 2031-2035
18 | LNG Cong Thanh (**) | 1500 | 2031-2035 | Thanh Hoa Provincial People's Committee proposed to convert fuel from coal to LNG for Cong Thanh coal-fired power project. Document No. 5473/VPCP-CN dated July 31, 2024 of the Government Office on converting fuel from coal to LNG for Cong Thanh thermal power project, Thanh Hoa province. Can be pushed up to phase 2026-2030 according to the needs of the power system.
19 | LNG Hai Phong Phase II (**) | 3200 | 2031-2035 | According to the commitment of Hai Phong City People's Committee in

## Table_10
0 | 1 | 2 | 3 | 4
Document No. 583/UBND-UBND- XD2 dated March 26, 2025, the progress can be accelerated to the 2025-2030 period according to the needs of the power system.
20 | LNG Vung Ang III (**) | 1500 | 2031-2035
21 | LNG Quang Trach III (**) | 1500 | 2031-2035
22 | Potential locations for new LNG development projects, backup for projects that are behind schedule or cannot be implemented. |  |  | Thai Binh, Nam Dinh, Thanh Hoa, Vung Ang, Quang Binh, Chan May, Da Nang, Van Phong, Mui Ke Ga, Tan Phuoc, Ben Tre, Ca Mau...

## Table_11
0 | 1 | 2 | 3 | 4
No. | Projects | Expected capacity (MW) | Operational phase | Note
1 | LNG Quang Ninh 2 | 1500 | 2031-2035 | Backup projects are developed in the period 2031-2035 and can only be implemented when approved by competent authorities to compensate for other power sources in the area that are behind schedule or have sudden increases in load.
2 | LNG Thai Binh Phase 2 | 1500 | 2031-2035
3 | LNG Hoa Ninh Phase I | 1500 | 2031-2035
4 | LNG Thanh Hoa | 1500 | 2031-2035
5 | Expansion of Ca Mau 1&2 Thermal Power Plant | 1500 | 2031-2035

## Table_12
0 | 1 | 2 | 3 | 4
No. | Project | Expected capacity (MW) | Operational phase | Note
1 | Na Duong II Thermal Power Plant | 110 | 2025-2030
2 | An Khanh Thermal Power Plant - Bac Giang | 650 | 2025-2030
3 | Vung Ang II Thermal Power Plant | 1330 | 2025-2030
4 | Quang Trach I Thermal Power Plant | 1403 | 2025-2030
5 | Long Phu I Thermal Power Plant | 1200 | 2025-2030

## Table_13
0 | 1 | 2 | 3 | 4
No. | Project | Expected capacity (MW) | Operational phase | Note
1 | Nam Dinh I Thermal Power Plant | 1200 | 2025-2030
2 | Quang Tri Thermal Power Plant | 1320 | 2025-2030 | The investor has requested to stop the project (according to Document EGATi 277/2023)
3 | Vinh Tan III Thermal Power Plant | 1980 | 2025-2030
4 | Song Hau II Thermal Power Plant | 2120 | 2025-2030 | The Ministry of Industry and Trade has terminated the BOT Contract of the Project in Document 4579/BCT-DL dated July 1, 2024.

## Table_14
0 | 1 | 2 | 3 | 4
No. | Project | Expected capacity (MW) | Operational phase | Note
1 | Hai Ha 1 Co-generation Plant | 300 | 2025-2030 | Investor establishes FS for 50 MW component project
2 | Duc Giang Co-generation Plant | 100 | 2025-2030 | Lao Cai Provincial People's Committee issued Document No. 40/UBND-KT dated January 3, 2025 stating that the Investor had submitted a document requesting to "abandon" the project.
3 | Formosa HT2 | 650 | 2025-2030
4 | Hoa Phat II Excess Gas Plant | 300 | 2025-2030 | Under construction
5 | Thermal power plant of the project: VNT19 Pulp - Paper Mill | 54 | 2025-2030 | According to Document No. 1432/UBND-KTN dated March 18, 2025 of the People's Committee of Quang Ngai province
6 | Hai Ha 2 Co-generation Plant | 600 | 2031-2035
7 | Hai Ha 3 Co-generation Plant | 600 | 2031-2035
8 | Hai Ha 4 Co-generation Plant | 600 | 2031-2035
9 | Other projects | Prioritize and encourage the development of this type of electricity production to increase energy efficiency. The total capacity of this type is developed without limit, suitable for the needs and potential of industrial establishments.

## Table_15
0 | 1 | 2 | 3 | 4
No. | Project | Expected capacity (MW) | Operational phase | Note
1 | O Mon I Thermal Power Plant (*) | 660 | 2025-2030 | Use Lot B gas
2 | O Mon II Thermal Power Plant | 1050 | 2025-2030
3 | O Mon III Thermal Power Plant | 1050 | 2025-2030
4 | O Mon IV Thermal Power Plant | 1050 | 2025-2030
5 | Dung Quat I CCGT | 750 | 2025-2030 | Using Blue Whale gas, synchronized with upstream progress of the Blue Whale gas - power project chain.
6 | Dung Quat II CCGT | 750 | 2025-2030
7 | Dung Quat III CCGT | 750 | 2025-2030
8 | Mien Trung I CCGTI | 750 | 2025-2030
9 | Mien Trung II CCGT | 750 | 2025-2030
10 Quang Tri CCTG |  | 340 | 2025-2030 | Using Bao Vang gas, synchronized with upstream progress.

## Table_16
0 | 1 | 2 | 3 | 4 | 5
No. | Project | Expected capacity (MW) | Operational phase | Conscious | Note
| Increased capacity added to 2025 - 2030 | 2,958
1 | Long Tao hydropower plant | 44 | 2021-2024 | Dien Bien | Already in operation
2 | Song Lo 6 hydropower plant | 60 | 2021-2024 | Tuyen Quang Already in operation
3 | Song Lo 7 hydropower plant | 36 | 2021-2024 | Tuyen Quang Already in operation
4 | Pac Ma hydropower plant | 160 | 2021-2024 | Lai Chau | Already in operation
5 | Suoi Sap 2A hydropower plant | 49.6 | 2021-2024 | Son La | Already in operation
6 | Dak Mi 2 hydropower plant | 147 | 2021-2024 | Quang Nam | Already in operation
7 | Song Tranh 4 hydropower plant | 48 | 2021-2024 | Quang Nam | Already in operation
8 | Thuong Kon Tum hydropower plant | 220 | 2021-2024 | Kon Tum | Already in operation
9 | Phu Tan 2 hydropower plant | 93 | 2021-2024 | Dong Nai | Already in operation
10 | Hoa Binh hydropower plant Expansion | 480 | 2025-2030 | Peace | Approved in the VIII Plan
11 | Yen Son hydropower plant | 90 | 2025-2030 | Tuyen Quang Approved in the VIII Plan
12 | Nam Cum hydropower plant 1,4,5 | 100.8 | 2025-2030 | Lai Chau | Approved in the VIII PDP; Nam Cum 5 proposed to adjust from 10 MW to 15 MW
13 | Nam Cum hydropower plant 2,3,6 | 83 | 2025-2030 | Lai Chau | Approved in the VIII PDP; Nam Cum 6 proposed to adjust from 7 MW to 10.5 MW
14 | Hoi Xuan hydropower plant | 102 | 2025-2030 | Thanh Hoa | Approved in the VIII Plan
15 | My Ly hydropower plant | 120 | 2025-2030 | Nghe An | Approved in the VIII Plan
16 | Nam Mo 1 hydropower plant (Vietnam) | 51 | 2025-2030 | Nghe An | Approved in the VIII Plan
17 | Ialy hydropower plant Expansion | 360 | 2025-2030 | Gia Lai | Approved in the VIII Plan
18 | Dak Mi 1 hydropower plant | 84 | 2025-2030 | Kon Tum | Approved in the VIII Plan
19 | Tri An hydropower plant Expansion | 200 | 2025-2030 | Dong Nai | Approved in the VIII Plan
20 | Song Lo 9 hydropower plant | 87 | 2025-2030 | Tuyen Quang | Tuyen Quang Provincial People's Committee proposed in Document No. 15/SCT-QLNL dated January 3, 2025.
21 | Tuyen Quang hydropower plant Expansion | 120 | 2025-2030 | Tuyen Quang | Tuyen Quang Provincial People's Committee proposed in Document No. 15/SCT-QLNL dated January 3, 2025.
22 | Se San 3 | 130 | 2025-2030 | Gia Lai | Gia Lai Provincial People's

## Table_17
0 | 1 | 2 | 3 | 4 | 5
| hydropower plant Expansion |  |  |  | Committee proposed in Document No. 17/UBND-CNXD dated January 5, 2025.
23 | Se San 4 hydropower plant Expansion | 120 | 2025-2030 | Gia Lai | Gia Lai Provincial People's Committee proposed in Document No. 17/UBND-CNXD dated January 5, 2025.
24 | Ban Chat hydropower plant Expansion | 110 | 2025-2030 | Lai Chau
25 | Da Nhim hydropower plant Expansion (Phase 2) | 80 | 2025-2030 | Ninh Thuan
26 | Srepok 3 hydropower plant Expansion | 110 | 2025-2030 | Dak Lak | Dak Lak Provincial People's Committee proposed in Document No. 2285/UBND-CNXD dated March 1, 2025.
27 | Buon Kuop hydropower plant Expansion | 140 | 2025-2030 | Dak Lak | Dak Lak Provincial People's Committee proposed in Document No. 2285/UBND-CNXD dated March 11, 2025.
28 | Viet Thanh hydropower plant | 55 | 2025-2030 | Yen Bai | Yen Bai Provincial People's Committee proposed in Document No. 27/UBND-CN dated January 4, 2025.
29 | An Binh hydropower plant | 65 | 2025-2030 | Yen Bai | Yen Bai Provincial People's Committee proposed in Document No. 27/UBND-CN dated January 4, 2025.
30 | An Thinh hydropower plant | 70 | 2025-2030 | Yen Bai | Yen Bai Provincial People's Committee proposed in Document No. 27/UBND-CN dated January 4, 2025.
31 | Bao Ha hydropower plant | 75 | 2025-2030 | Lao Cai | Lao Cai Provincial People's Committee proposed in Document No. 40/UBND-KT dated January 3, 2025.
32 | Thai Nien hydropower plant | 75 | 2025-2030 | Lao Cai | Lao Cai Provincial People's Committee proposed in Document No. 40/UBND-KT dated January 3, 2025.
33 | Suoi Hung hydropower plant | 50 | 2025-2030 | Peace | Document No. 338/UBND-KTN dated March 5, 2025 of the People's Committee of Hoa Binh province.
| Increased capacity Added to 2031- 2035 | 2,049 | 2031-2035
1 | Son La Expansion | 800 | 2031-2035 | Son La
2 | Lai Chau Expansion | 400 | 2031-2035 | Lai Chau
3 | MR Hue Quang Expansion | 260 | 2031-2035 | Son La
4 | Se San 3A hydropower plant Expansion | 54 | 2031-2035 | Kon Tum | Kon Tum Provincial People's Committee proposed in Document No. 11/BC-UBND dated January 13, 2025.
5 | Thuan My hydropower plant | 250 | 2031-2035 | Hanoi City | Hanoi City proposed in Document No. 536/SCT-QLNL dated February 5, 2025
6 | Trung Son | 130 | 2031-2035 | Thanh Hoa | Document No. 2930/UBND-

## Table_18
0 | 1 | 2 | 3 | 4 | 5
| hydropower plant Expansion |  |  |  | CNXDKH dated March 7, 2025 of Thanh Hoa Provincial People's Committee.
7 | A Vuong hydropower plant Expansion | 105 | 2031-2035 | Quang Nam | Quang Nam Provincial People's Committee proposed in Document No. 1827/UBND-KT dated March 7, 2025
8 | Da Kho hydropower plant | 50 | 2031-2035 | Lam Dong | Lam Dong Provincial People's Committee proposed in Document No. 23/SCT-QLCN dated January 4, 2025.
9 | Dak R'lap 1 hydropower plant (*) | 53 | 2031-2035 | Dak Nong, Lam Dong | Dak Nong Provincial People's Committee proposed in Document No. 1428/UBND-TH dated March 11, 2025
10 | Dak R'lap 2 hydropower plant (*) | 68 | 2031-2035 | Dak Nong, Lam Dong | Dak Nong Provincial People's Committee proposed in Document No. 1428/UBND-TH dated March 11, 2025
11 | Dak R'lap 3 hydropower plant (*) | 82 | 2031-2035 | Binh Phuoc

## Table_19
0 | 1 | 2 | 3 | 4 | 5
No. | Project | Expected capacity (MW) | Operational phase | Conscious | Note
| Additional capacity 2025-2030 | 132.2
1 | Se San 4A hydropower plant Expansion | 29 | 2025-2030 | Gia Lai | Document No. 538/UBND-CNXD dated March 7, 2025 of Gia Lai Provincial People's Committee (synchronous connection with 220 kV voltage level)
2 | Muong Lat hydropower plant | 45 | 2025-2030 | Bar Chemistry | Document No. 2930/UBND-CNXDKH dated March 7, 2025 of Thanh Hoa Provincial People's Committee (synchronous connection with 220 kV voltage level)
3 | Dong Van hydropower plant (increasing capacity) | 29.8 | 2025-2030 | Nghe An | Nghe An province proposes to increase capacity from 28 MW to 29.8 MW (synchronous connection with 220 kV voltage level)
4 | Project on efficient use of water resources of Song Ba Ha Hydropower Plant | 18 | 2025-2030 | Phu Yen | EVN proposed in Document No. 862/EVN-KH dated February 11, 2025 (synchronous connection with 220 kV voltage level)
5 | Song Bo hydropower plant | 26 | 2025-2030 | Thua Thien Hue | Thua Thien Hue province proposed to increase capacity from 23.6 MW (in operation) to 26 MW (synchronously connected to 220 kV voltage level)
6 | Cam Son hydropower plant | 36 | 2025-2030 | Nghe An | Document No. 1673/UBND-KTN dated March 7, 2025 of Nghe An Provincial People's Committee (synchronous connection with 220 kV voltage level)
7 | Thong Thu hydropower plant | 28 | 2025-2030 | Nghe An | Document No. 1673/UBND-KTN dated March 7, 2025 of Nghe An Provincial People's Committee (220 kV transmission line is transferred to 220 kV Nam Sum - Nong Cong transmission line)
8 | Thai An hydropower plant Expansion | 41 | 2025-2030 | Ha Giang | Document No. 300/SCT-QLNL dated March 7, 2025 of Ha Giang Department of Industry and Trade
9 | Da R'Sal hydropower plant | 42 |  | 2025-2030 Lam Copper | Lam Dong Provincial People's Committee proposed in Document No. 2237/UBND- MT dated March 7, 2025
10 | Ban Nga hydropower plant | 24 | 2025-2030 | Cao Bang | According to Decision No. 262/QD-TTg. Cao Bang proposed in Document No. 629/UBND-CN dated March 7, 2025. 220 kV Ban Nga Power Plant - branch to Nho Que 3 Power Plant - Cao Bang
| Increased capacity 2031-2035 | 60
1 | Se San 5 Hydropower Plant | 30 | 2031-2035 | Gia Lai | Document No. 538/UBND-CNXD dated March 7, 2025 of Gia Lai Provincial People's Committee (synchronous connection with 220 kV voltage level)
2 | Song Ba Ha Hydropower Plant Expansion | 30 | 2031-2035 | Phu Yen | Document No. 1408/UBND-DTKT dated March 7, 2025 of Phu Yen Provincial People's Committee (synchronous

## Table_20
0 | 1 | 2 | 3 | 4 | 5
No. | Project | Expected capacity (MW) | Operational phase | Conscious | Note
1 | Bac Ai Pumped Storage Hydropower Plant | 1200 | 2025-2030 |  | Ninh Thuan Already in the VIII Resolution
2 | Phuoc Hoa Pumped Storage Hydropower Plant | 1200 | 2025-2030 |  | Ninh Thuan Already in the VIII Resolution
3 | Dong Phu Yen Pumped Storage Hydropower Plant | 900 | 2025-2030 | Son La | Already in the 8th PDP, adjusting the operation phase
4 | Don Duong 1 Pumped Storage Hydropower Plant | 300 | 2025-2030 | Lam Dong | Already in the 8th PDP, adjusting the operation phase
| Increased income (*) | 7,072 | 2025-2035
1 | Sin Ho Pumped Storage Hydropower Plant Phase 1 | 300 | 2025-2030 | Lai Chau | Document No. 961/UBND-KTN dated March 7, 2025
2 | Sin Ho Pumped Storage Hydropower Plant Phase 2 | 400 | 2031-2035 | Lai Chau | Document No. 961/UBND-KTN dated March 7, 2025
3 | Dien Bien 3 Pumped Storage Hydropower Plant Phase 1 | 400 | 2025-2030 | Dien Bien | Document No. 837/UBND-KT dated March 7, 2025
4 | Dien Bien 3 Pumped Storage Hydropower Plant Phase 2 | 400 | 2031-2035 | Dien Bien | Document No. 837/UBND-KT dated March 7, 2025
5 | Dong Phu Yen Pumped Storage Hydropower Plant | 300 | 2031-2035 | Son La | Document No. 937/UBND-KTN dated March 7, 2025
6 | Cam Son 1 Pumped Storage Hydropower Plant | 300 | 2025-2030 | Bac Giang | Document No. 1213/UBND- KTTH dated March 8, 2025
7 | Cam Son 2 Pumped Storage Hydropower Plant | 300 | 2031-2035 | Bac Giang | Document No. 12I3/UBND- KTTH dated March 8, 2025
8 | Song Muc - Dong Lon Pumped Storage Hydropower Plant | 110 | 2025-2030 | Thanh Hoa | Document No. 2930/UBND- CNXDKH dated March 7, 2025
9 | Yen My - Bong Pumped Storage Hydropower Plant | 16.5 | 2025-2030 | Thanh Hoa | Document No. 2930/UBND- CNXDKH dated March 7, 2025
10 | Kim Son - Thuong Song Tri Pumped Storage Hydropower Plant | 530 | 2025-2030 | Ha Tinh | Document No. 1200/UBND-KT2 dated March 5, 2025
11 | Ke Go - Boc Nguyen Pumped Storage Hydropower Plant | 174.5 | 2025-2030 | Ha Tinh | Document No. 1200/UBND-KT2 dated March 5, 2025
12 | Cam Lo Pumped Storage Hydropower Plant | 246 | 2025-2030 | Quang Tri | Document No. 854/UBND-KT dated March 7, 2025
13 | Cam Lo Pumped Storage Hydropower Plant Phase 2 | 1200 | 2031-2035 | Quang Tri | Document No. 854/UBND-KT dated March 7, 2025
14 | Danang Pumped Storage Hydropower Plant Phase 1 | 595 | 2031-2035 | Danang | Document No. 1316/UBND-SCT dated March 7, 2025
15 | A Vuong Pumped | 300 | 2025-2030 |  | Quang Nam Document No. 1827/UBND-KT

## Table_21
0 | 1 | 2 | 3 | 4 | 5
| Storage Hydropower Plant |  |  |  | dated March 7, 2025
16 | Ba To Pumped Storage Hydropower Plant Phase 1 | 300 | 2025-2030 | Quang Ngai | Document No. 1230/UBND- KTN dated March 7, 2025
17 | Vinh Thanh Pumped Storage Hydropower Plant | 600 | 2031-2035 | Binh Dinh | Document No. 1799/UBND-KT dated March 7, 2025
18 | Don Duong 2,3 Pumped Storage Hydropower Plant (**) | 600 | 2031-2035 | Lam Dong | Document No. 2237/UBND-MT dated March 7, 2025

## Table_22
0 | 1 | 2 | 3 | 4
No. | Project | Expected capacity (MW) | Operational phase | Note
1 | 50 MW battery storage project | 50 | 2025-2030 | MWh capacity will be determined during deployment.
2 | 7 MW battery storage project integrated into 50 MW solar farm | 7 | 2025-2030
3 | 105 MW battery storage project integrated into 400 MW solar farm | 105 | 2025-2030
4 | Other battery storage projects | 138 | 2025-2030
5 | Installing BESS system at Krong Pa Thermal Power Plant | 7 | 2025-2030 | Medium voltage connection
6 | Installing BESS system at Krong Pa 2 Solar Power Plant | 7 | 2025-2030
7 | BESS Energy Storage Battery System Project for Hai Anh Solar Power Plant | 4 | 2025-2030 | Internal factory connection
8 | Extra battery storage | About 20,287 | 2025-2035 | Concentrated solar power projects must install storage batteries with a minimum capacity of 10% of the project's installed capacity, stored for 2 hours; the remaining battery capacity is installed on the power system depending on operating needs.

## Table_23
0 | 1 | 2 | 3 | 4 | 5
No. | Project | Expected capacity (MW) | Operational phase | Connection plan | Note
| Dien Bien Province | 300
1 | BCG Dien Bien 1 Wind Power Plant | 175 | 2025-2030 | 220kV single circuit line connecting from BCG Dien Bien 1 power plant substation to Dien Bien 220kV station | Decision 262/QD-TTg
2 | Envision Nam Po Wind Power Plant | 125 | 2025-2030 | Transition connection on 220kV Nam Po - Lai Chau line to 500kV Lai Chau transformer station | Decision 262/QD-TTg
| Bac Kan Province | 400
1 | Thien Long Ngan Son Wind Power Plant | 130 | 2025-2030 | 220kV single circuit transmission line from 220kV station of Thien Long - Ngan Son power plant to 220kV busbar at 220kV Bac Kan substation | Decision 1682/QD-TTg
2 | Ngan Son Wind Power Plant | 150 | 2025-2030 |  | Decision 262/QD-TTg
3 | Thien Long Cho Moi Wind Power Plant | 120 | 2025-2030 | 220kV double circuit transmission line from 220kV station of Thien Long - Cho Moi power plant transferred onto 220kV Bac Kan - Thai Nguyen transmission line | Decision 262/QD-TTg
| Yen Bai Province | 200
1 | Nam Bung Wind Power Plant | 200 | 2025-2030 | 220kV two-circuit transition connection on 220kV Huoi Quang - Nghia Lo line | Decision 262/QD-TTg
| Bac Giang Province | 470
1 | Bac Giang 1 Wind Power Plant | 55 | 2025-2030 | 110 kV single circuit line connected to 110kV expanded busbar of Bac Lung 110kV substation | Decision 262/QD-TTg
2 | Bac Giang 2 Wind Power Plant | 55 | 2025-2030 | 110 kV line connected forward on 1 circuit 110 kV Son Dong line - 220 kV Son Dong substation | Decision 262/QD-TTg
3 | Cam Ly Wind Power Plant | 55 | 2025-2030 | 110kV single circuit line connected to 110kV Bac Lung transformer station | Decision 262/QD-TTg
4 | Tan Son Wind Power Plant | 50 | 2025-2030 | 110 kV single circuit line connected to 110kV Luc Ngan substation | Decision 262/QD-TTg
5 | SD Son Dong Wind Power Plant | 105 | 2025-2030 | 110kV double circuit line connected to 110kV Son Dong substation | Decision 262/QD-TTg
6 | Yen Dung Wind Power Plant | 150 | 2025-2030 | 110kV double circuit line connected to 110kV Son Dong substation | Decision 262/QD-TTg
| Lang Son Province | 1 4 1 4
1 | Ai Quoc Wind Power Plant | 100 | 2025-2030 | 220 kV double circuit line connected to 220 kV Lang Son 1 - Dong Mo line | Decision 262/QD-TTg

## Table_24
0 | 1 | 2 | 3 | 4 | 5
2 | Binh Gia Wind Power Plant | 80 | 2025-2030 | 110kV double circuit transmission line of Binh Gia power plant connects transit to 110kV Lang Son - Binh Gia transmission line | Decision 262/QD-TTg
3 | Cao Loc Wind Power Plant | 55 | 2025-2030 | 110kV single circuit line connected to 110kV Cao Loc substation | Decision 262/QD-TTg
4 | Cao Loc 3 Wind Power Plant | 69 | 2025-2030 | 220kV double circuit line connecting Cao Loc 3 power plant substation to Lang Son 220kV substation | Decision 262/QD-TTg
5 | Chi Lang Wind Power Plant | 100 | 2025-2030 | 220kV double circuit transmission line transit connection to 220kV Lang Son 1 - Dong Mo transmission line | Decision 262/QD-TTg
6 | Cao Loc 1 Wind Power Plant | 50 | 2025-2030 | 220kV double circuit transmission line transit connection to 220kV Lang Son - Bac Giang transmission line | Decision 262/QD-TTg
7 | Cao Loc 1.1 Wind Power Plant | 50 | 2025-2030 | Install an additional 01 33/220kV transformer, capacity 63MVA at the 220kV booster station of Cao Loc 1 Power Plant to connect to Cao Loc 1.1 Power Plant. | Decision 262/QD-TTg
8 | Dinh Lap Wind Power Plant | 100 | 2025-2030 | Construction of 220kV substation and 220kV single circuit line connecting to 220kV busbar of Lang Son 1 substation | Decision 262/QD-TTg
9 | Dinh Lap 1 Wind Power Plant | 50 | 2025-2030 | 110 kV double circuit transmission line from 110 kV Dinh Lap 1 transformer station connected to 110 kV busbar of 220 kV Lang Son 1 transformer station | Decision 262/QD-TTg
10 | Dinh Lap 1.1 Wind Power Plant | 50 | 2025-2030 | Install an additional 110kV transformer with a capacity of 63MVA at the 110kV booster station of Dinh Lap 1 Power Plant to connect to Dinh Lap 1.1 Power Plant. | Decision 262/QD-TTg
11 | Dinh Lap 4 Wind Power Plant | 90 | 2025-2030 | 220kV single circuit line connecting Dinh Lap 4 power plant substation to 220kV busbar of Lang Son 1 substation | Decision 262/QD-TTg
12 | Dinh Lap 5 Wind Power Plant | 100 | 2025-2030 | 220kV double circuit line connecting Dinh Lap 5 power plant substation to 220kV busbar of Lang Son 1 substation | Decision 262/QD-TTg
13 | Van Quan 1 Wind Power Plant | 50 | 2025-2030 | 110kV double circuit transmission line transit connection to 110kV transmission line, 220kV Lang Son - Binh Gia substation | Decision 262/QD-TTg
14 | Huu Kien Wind Power Plant | 90 | 2025-2030 | 220kV double circuit transmission line from Huu Kien Power Plant to connection to 220kV substation of Chi Lang Power Plant | Decision 262/QD-TTg
15 | Loc Binh Wind Power Plant | 60 | 2025-2030 | 220kV double circuit transmission line transit connection to 220kV Lang Son 1 - Dong Mo transmission line | Decision 262/QD-TTg
16 | Loc Binh – Pharbaco Wind Power Plant | 50 | 2025-2030 | 220kV single circuit line connected to 220kV substation of Cao Loc 1 power plant | Decision 262/QD-TTg
17 | Loc Binh 1 Wind Power Plant | 50 | 2025-2030 | 220kV double circuit line connected to 220kV busbar of Lang Son 1 substation | Decision 262/QD-TTg
18 | Loc Binh 3 Wind Power Plant | 60 | 2025-2030 | 220kV single circuit line connected to 220kV busbar of Lang Son 1 substation | Decision 262/QD-TTg
19 | Thang Long 3 Wind Power Plant | 50 | 2025-2030 | 220kV single circuit line connected to 220kV busbar of 220kV Dong Mo substation | Decision 262/QD-TTg

## Table_25
0 | 1 | 2 | 3 | 4 | 5
20 | Van Lang 1 Wind Power Plant | 80 | 2025-2030 | 110kV single circuit line connected to 110kV busbar of 220kV Lang Son substation | Decision 262/QD-TTg
21 | Van Quan Wind Power Plant | 30 | 2025-2030 | 110kV double circuit transmission line transit connection to 110kV Lang Son station - 110kV Dong Mo station | Decision 262/QD-TTg
| Quang Ninh Province | 370
1 | Quang Ninh Wind Power Plant 1 | 100 | 2025-2030 | 220kV double circuit line from factory to 220kV Quang Ninh 1 station | Decision 1682/QD-TTg
2 | Quang Ninh 2 Wind Power Plant | 70 | 2025-2030 | 110kV single circuit line connected to 110kV Van Don 3 station | Decision 1682/QD-TTg
3 | Quang Ninh 3 Wind Power Plant | 50 | 2025-2030 | 110kV single circuit transmission line of Quang Ninh 3 Power Plant - 220kV Hai Ha substation or XDM 220kV double circuit transmission line from the factory to 220kV Hai Ha substation or XDM 220kV double circuit transmission line from the factory to 220kV Cong Hoa substation | Decision 1682/QD-TTg
4 | Quang Ninh Wind Power Plant 4 | 50 | 2025-2030 | 110kV single circuit transmission line of Quang Ninh 4 wind power plant - 110kV Co To station | Decision 1682/QD-TTg
5 | Quang Ninh Wind Power Plant 5 | 100 | 2025-2030 | 220kV double circuit line from the factory to Mong Cai 220kV substation. | Decision 1682/QD-TTg
| Thai Binh Province | 70
1 | Tien Hai - Thai Binh Wind Power Plant | 70 | 2025-2030 |  | Decision 262/QD-TTg
| Thai Nguyen Province | 100
1 | BPC Vo Nhai Wind Power Plant | 100 | 2025-2030 | 110 kV line connected to 110kV Vo Nhai station | Decision 1682/QD-TTg
| Son La Province | 400
1 | Ta Xua - Bac Yen Wind Power Plant | 72 | 2025-2030 | 220 kV Line Ta Xua Wind Power Plant - Bac Yen - Hong Ngai Wind Power Plant - Bac Yen | Decision 1682/QD-TTg
2 | Hong Ngai - Bac Yen Wind Power Plant | 108 | 2025-2030 | 220 kV Line, Hong Ngai - Bac Yen - Son La Branch - Viet Tri | Decision 1682/QD-TTg
3 | Phu Yen Wind Power Plant | 70 | 2025-2030 | 110kV single circuit line connected to 220kV HATACO Bac Yen station | Decision 1682/QD-TTg
4 | Risen Phu Yen Wind Power Plant | 80 | 2025-2030 | 220 kV Line Risen Phu Yen Power Plant - Son La Branch - Viet Tri | Decision 1682/QD-TTg
5 | Thien Vu Bac Yen Wind Power Plant | 70 | 2025-2030 | 220 kV Transmission Line Thien Vu Bac Yen - Son La Branch - Viet Tri | Decision 1682/QD-TTg
| Thanh Hoa Province | 300
1 | Bac Phuong - Nghi Son Wind Power Plant | 100 | 2025-2030 | 220kV Bac Phuong - Nghi Son Power Plant Line - 220kV Nong Cong branch - 220kV Nghi Son | Decision 262/QD-TTg
2 | Muong Lat Wind Power Plant | 200 | 2025-2030 | 220kV Muong Lat Power Plant - 220kV Trung Son Hydropower Plant | Decision 262/QD-TTg

## Table_26
0 | 1 | 2 | 3 | 4 | 5
| Nghe An Province | 70
1 | Nam Dan Wind Power Plant - Phase 1 | 70 | 2025-2030 | 220kV double circuit transmission line, forward connection on 220kV Do Luong - Hung Dong transmission line | Decision 262/QD-TTg
| Ha Tinh Province | 700
1 | HBRE Ha Tinh Wind Farm | 120 | 2025-2030 | 110kV double circuit transmission line transit connection to 110kV Ky Anh - Vung Ang transmission line | Decision 262/QD-TTg
2 | Cam Xuyen 1 Wind Power Plant | 70 | 2025-2030 | 220kV double circuit line, forward connection on 500/220kV Ha Tinh - 220kV Vung Ang power plant line | Decision 262/QD-TTg
3 | Ky Khang Wind Power Plant - Phase 1 | 60 | 2025-2030 | 220kV double circuit transmission line transit connection to 220kV Vung Ang - Ha Tinh transmission line | Decision 262/QD-TTg
4 | Cam Xuyen 2 Wind Power Plant | 100 | 2025-2030 | 220kV double-circuit line is forward-connected on the 500/220kV Ha Tinh - 220kV Vung Ang Thermal Power Plant line or 500/220kV Ha Tinh - 220kV Formosa Thermal Power Plant line | Decision 262/QD-TTg
5 | Ky Anh Wind Power Plant DT2, DT3 | 99 | 2025-2030 | 220kV double circuit transmission line transit connection to 220kV Vung Ang - Ha Tinh transmission line | Decision 1682/QD-TTg
6 | Cam Xuyen Wind Power Plant - Phase 1 (onshore part) | 84 | 2025-2030 | 220kV double circuit transmission line transit connection to 220kV Vung Ang - Ha Tinh transmission line | Decision 1682/QD-TTg
7 | Ky Nam Wind Power Plant | 167 | 2025-2030 | 220kV double circuit transmission line transit connection to 220kV Vung Ang - Dong Hoi transmission line | Decision 1682/QD-TTg
| Quang Binh Province | 520
1 | Ngu Thuy Bac Tan Hoan Cau Wind Power Plant (nearshore wind power) | 80 | 2025-2030 | 220kV double-circuit transmission line from Ngu Thuy Bac Tan Hoan Cau power plant to connect to 220kV Le Thuy substation or build 220kV double-circuit transmission line from Ngu Thuy Bac Tan Hoan Cau power plant to 220kV Quang Binh substation 1 | Decision 1682/QD-TTg,
2 | Thai Duong 1 Wind Power Plant (nearshore wind power) | 80 | 2025-2030 | 220 kV single circuit line connected to 220kV busbar of 220kV Ba Don substation | Decision 1682/QD-TTg
3 | Hai Ninh Wind Power Plant Cluster (nearshore wind power) | 80 | 2025-2030 | 220kV double circuit transmission line to 220kV Dong Hoi substation or 220kV double circuit transmission line from Hai Ninh power plant to 220kV Quang Binh substation 2 | Decision 1682/QD-TTg
4 | Hal Com Hong Duc Wind Power Plant (nearshore wind power) | 80 | 2025-2030 | Transition connection to the 220kV Dong Hoi - Dong Ha line, circuit 2 via the 220kV switching station. Newly construct a single-circuit 220kV line from the 220kV Hong Duc Halcom Power Plant substation to the 220kV switching station. Newly construct a 220kV switching station connected in series to the 220kV Dong Hoi - Dong Ha line, circuit 2 | Decision 1682/QD-TTg
5 | Phuc Loc Tho Wind Power Plant (nearshore wind power) | 80 | 2025-2030 | Construction of 35/500kV substation with total capacity of 900MVA at Phuc Loc Tho wind power plant; Construction of 500kV single circuit transmission line from Phuc Loc Tho wind | Decision 1682/QD-TTg

## Table_27
0 | 1 | 2 | 3 | 4 | 5
power plant connecting to 500kV busbar of Quang Trach power plant
6 | Quang Binh 2 Wind Farm | 30 | 2025-2030 | Transition connection on 220kV Ba Don - Formosa Power Plant | Decision 1682/QD-TTg
7 | Thanh Son Wind Power Plant (including Thanh Son 1 and Thanh Son 2) | 30 | 2025-2030 | Transition connection on 220kV Dong Hoi - Ba Don - Formosa line | Decision 1682/QD-TTg
8 | Le Thuy 3 Wind Power Plant | 30 | 2025-2030 | 220kV double circuit line from Le Thuy 3 factory connected to busbar of Le Thuy 220 substation | Decision 1682/QD-TTg
9 | Le Thuy 3 Wind Power Plant, Phase 3 | 30 | 2025-2030 | 220kV double circuit line from Le Thuy 3 factory connected to Le Thuy 220 substation busbar | Decision 1682/QD-TTg
| Quang Ngai Province | 48
1 | Wind power plant around Binh Son Refinery and Petrochemical Plant | 48 | 2025-2030 |  | Decision 1682/QD-TTg
| Quang Tri Province | 448
1 | LIG Huong Hoa 1 Wind Power Plant | 48 | 2025-2030 | The 220kV line connecting to the 220kV transformer station of LIG Huong Hoa 1 Power Plant has its starting point at the 220kV transformer station of LIG Huong Hoa 1 Power Plant and its ending point at the 220kV transformer station of Huong Tan Power Plant in Huong Tan commune, Huong Hoa district, Quang Tri province. | Decision 1682/QD-TTg
2 | LIG Huong Hoa 2 Wind Power Plant | 48 | 2025-2030 | 220KV single circuit line connected to 35/220kV transformer station LIG Huong Hoa 1. Shared 220kV line LIG Huong Hoa 1 to 35/220KV transformer station Huong Tan. | Decision 1682/QD-TTg
3 | TNC Quang Tri 1 Wind Power Plant | 50 | 2025-2030 | 220kV single circuit line connected to 220kV Huong Tan substation | Decision 1682/QD-TTg
4 | TNC Quang Tri 2 Wind Power Plant | 50 | 2025-2030 | 22kV 04-circuit line from TNC Quang Tri 2 Power Plant connects to 22/220kV substation of Quang Tri 1 Power Plant | Decision 1682/QD-TTg
5 | Quang Tri Win 1 Wind Power Plant | 48 | 2025-2030 | XDM 220kV TBA Quang Tri Win 1-2 connects to 220kV TBA Huong Tan, expands 01 bay of 220kV TBA Huong Tan | Decision 1682/QD-TTg
6 | Quang Tri Win 2 Wind Power Plant | 48 | 2025-2030 | Connect to 220kV Quang Tri Win 1 -2 substation | Decision 1682/QD-TTg
7 | Quang Tri Win 3 Wind Power Plant | 48 | 2025-2030 | Construction of 220kV Quang Tri Win 3 substation connecting to 220kV Tai Tam substation, expansion of 01 bay of 220kV Tai Tam substation | Decision 1682/QD-TTg
8 | Hung Bac Wind Power Plant | 30 | 2025-2030 | Connection to 220kV busbar of 220kV Tai Tam substation | Decision 1682/QD-TTg
9 | TK Power Wind Power Plant | 48 | 2025-2030 | 220kV single circuit line from 35/220kV step-up station of TK Power Plant connected to 220kV substation of Tai Tam Plant | Decision 1682/QD-TTg
10 | Duc Thang 2 Wind Power Plant | 42 | 2025-2030 | 220 kV single circuit line connected to 220kV Tai Tam substation
11 | SCI Tan Thanh Wind Power Plant | 30 | 2025-2030 | 220kV single circuit line from SCI Tan Thanh power plant to Lao | Decision 1682/QD-TTg

## Table_28
0 | 1 | 2 | 3 | 4 | 5
Bao 500kV substation (Huong Hoa). Construct a 220kV bay at Lao Bao 500kV substation (Huong Hoa) for connection
12 | Cam Lo Wind Power Plant | 200 | 2025-2030 | 220 kV line connected on 1 circuit 220 kV line Dong Ha - Lao Bao
| Kon Tum Province | 154
1 | Tan Nhat - Dak Glei Wind Power Plant | 50 | 2023-2030 |  | Decision 1682/QD-TTg
2 | Sac Ly - Kon Tum Wind Power Plant | 104 | 2025-2030 | 220kV double circuit transmission line connected to 01 circuit of 220kV transmission line 220kV Bo Y switching station - 500kV Pleiku 2 substation | Decision 1682/QD-TTg
| Gia Lai Province | 1011.3
1 | Hung Hai Gia Lai Wind Power Plant | 96 | 2023-2030 |  | Decision 1682/QD-TTg
2 | Ia Le 1 Wind Power Plant | 52.8 | 2023-2030 |  | Decision 1682/QD-TTg
3 | Cho Long Wind Power Plant | 105.5 | 2023-2030 |  | Decision 1682/QD-TTg
4 | Yang Trung Wind Power Plant | 145 | 2023-2030 |  | Decision 1682/QD-TTg
5 | Ia Boong - Chu Prong Wind Power Plant | 50 | 2025-2030 | 220 kV Ia Boong - Chu Prong - Nhon Hoa 1 DG | Decision 1682/QD-TTg
6 | Phu My Wind Power Plant | 42 | 2025-2030 | 220kV line connected to 35/220kV Hoang An station | Decision 1682/QD-TTg
7 | Hoang An Wind Power Plant | 42 | 2025-2030 | Connecting 220kV line to 500kV Pleiku 3 substation | Decision 1682/QD-TTg
8 | Xa Trang Wind Power Plant | 100 | 2025-2030 | 220kV line connected to 220kV busbar of 500kV Pleiku 3 substation | Decision 1682/QD-TTg
9 | Thang Hung Wind Power Plant | 42 | 2025-2030 | 220kV line connected to 220kV busbar of 500kV Pleiku 3 substation | Decision 1682/QD-TTg
10 | Nhon Hoa 3 Wind Power Plant | 42 | 2025-2030 | Installing a new 33/220kV transformer, capacity 63MVA at 220kV Nhon Hoa 1 transformer step-up substation (connecting to 220kV side of 500kV Nhon Hoa substation) to connect to Nhon Hoa 3 power plant | Decision 1682/QD-TTg
11 | Nhon Hoa 4 Wind Power Plant | 42 | 2025-2030 | Installing a new 33/220kV transformer, capacity 63MVA at Nhon Hoa 1 220kV step-up transformer station (connecting to the 220kV side of Nhon Hoa 500kV substation) to connect to Nhon Hoa 4 power plant. | Decision 1682/QD-TTg
12 | Ia Ko 1 Wind Power Plant | 42 | 2025-2030 | 220kV single circuit line connected from 33/220kV step-up station busbar of Ia Ko 1 power plant connected to 220kV busbar of 500kV Nhon Hoa substation | Decision 1682/QD-TTg
13 | Ia Ko 2 Wind Power Plant | 42 | 2025-2030 | Installing a new 01 33/220kV transformer, capacity 63MVA at the 220kV booster station of Ia Ko 1 Power Plant to connect to Ia Ko 2 Power Plant. | Decision 1682/QD-TTg
14 | Ia Blu 1 Wind Power Plant | 42 | 2025-2030 | 220kV transmission line from 220kV transformer station of La Blu Decision 1682/QD-TTg

## Table_29
0 | 1 | 2 | 3 | 4 | 5
1 Power Plant transferred on 220kV transmission line from 500kV station Pleiku 2 - Chu Se - Krong Buk
15 | Lo Pang - Gia Lai Wind Power Plant | 42 | 2025-2030 | 220kV transmission line transitions the 220kV Pleiku 2 - An Khe line and the 220kV Pleiku - An Khe power plant line | Decision 1682/QD-TTg
16 | Chu Se 1 Wind Power Plant | 42 | 2025-2030 | 220kV transmission line from 220kV transformer station of Chu Se 1 power plant to 220kV busbar of 220kV Chu Se transformer station | Decision 1682/QD-TTg
17 | Ia Le 2 Wind Power Plant (belonging to Ia Le Wind Power Plant Cluster) | 42 | 2025-2030 | 220kV transmission line 220kV Pleiku 2 - Krong Buk transmission line | Decision 1682/QD-TTg
| Dak Lak Province | 862
1 | Cu Ne 1 Wind Power Plant | 50 | 2025-2030 | 220 kV transmission line connecting Cu Ne 1, Cu Ne 2, Krong Buk 1, Krong Buk 2 transmission lines via 220 kV Krong Buk transmission substation to 220 kV Pleiku 2 - Krong Buk transmission line | Decision 262/QD-TTg
2 | Cu Ne 2 Wind Power Plant | 50 | 2025-2030 |  | Decision 262/QD-TTg
3 | Krong Buk 1 Wind Power Plant | 50 | 2025-2030 |  | Decision 262/QD-TTg
4 | Krong Buk 2 Wind Power Plant | 50 | 2025-2030 |  | Decision 262/QD-TTg
5 | Easin 1 Wind Power Plant | 100 | 2025-2030 | 220 kV line of Easin 1 power plant - 220 kV Cu Ne double-circuit switching station. Construction of 220 kV Cu Ne switching station and 220 kV four-circuit line of Cu Ne - Pleiku 2 - Krong Buk branch (transition on both circuits of 220 kV line of Pleiku 2 - Krong Buk) | Decision 262/QD-TTg
6 | Krongbuk 3 Wind Power Plant | 100 | 2025-2030 | Expanding 01 outdoor type 35/220 kV transformer compartment of Ea Sin 1 power plant with the following scale: 01 35/220 kV - 125 MVA transformer compartment connected to Krong Buk 3 power plant, increasing the capacity of Easin 1 power plant's step- up transformer station to 2x125 MVA. Taking advantage of the connection infrastructure of Easin 1 power plant | Decision 262/QD-TTg
7 | Thuan Phong Wind Power Plant Dak Lak | 100 | 2025-2030 | Transition connection on 220kV Krong Buk - Nha Trang line | Decision 262/QD-TTg
8 | Tan Lap - Ea Ho Wind Power Plant | 50 | 2025-2030 | 110kV double circuit transmission line connected forward on 110kV Krong Buk - Krong Nang transmission line. | Decision 262/QD-TTg
9 | Cu Pong 1,2 Wind Power Plant | 80 | 2025-2030 | 220kV double-circuit transmission line, forward connection on 1 circuit of 220kV transmission line from 500kV Krong Buk station - 220kV Krong Buk station | Decision 262/QD-TTg
10 | Krong Nang Wind Power Plant 1.1; 1.2 | 80 | 2025-2030 | 110kV single circuit transmission line from 110kV transformer station of Krong Nang 1.1 power plant connected to 110kV Krong Nang | Decision 262/QD-TTg
11 | NT 1, NT 2 Wind power plants | 75 | 2025-2030 | 110kV single circuit line from 110kV transformer station NT 1 connects to 110kV busbar of 110kV Krong Pak substation | Decision 262/QD-TTg
12 | Ea Sin Wind Power Plant | 77 | 2025-2030 | 220kV Ea Sin Line - 500kV Ea Nam Substation | Decision 1682/QD-TTg

## Table_30
0 | 1 | 2 | 3 | 4 | 5
| Dak Nong Province | 510
1 | Tuy Duc Wind Power Plant | 50 | 2025-2030 | 220kV line connected to 220 busbar 220kV Dak Nong substation | Decision 1682/QD-TTg
2 | Tuy Duc 10 Wind Power Plant | 60 | 2025-2030 | 220kV double circuit line of Tuy Duc 10 power plant connected to renewable energy at Dak Nong 220kV substation | Decision 1682/QD-TTg
3 | Nam Binh 1 | 50 | 2025-2030 | Busbar connection to 220kV Dak Hoa line | Decision 262/QD-TTg
4 | Dak N'Drung 1 | 100 | 2025-2030 | Connect to 220kV busbar 500kV transformer station | Decision 262/QD-TTg
5 | Dak N ' Drung 2 | 100 | 2025-2030 | Connecting to 35kV/220kV busbar of Dak N'Drung 1 Wind Power Substation | Decision 262/QD-TTg
6 | Dak N'Drung 3 | 100 | 2025-2030 | Connecting to 35kV/220kV busbar of Dak N'Drung 1 Wind Power Substation | Decision 262/QD-TTg
7 | Asia Dak Song 1 | 50 | 2025-2030 | Transition on 110kV Dak Song-Dak Mil line | Decision 262/QD-TTg
| Binh Dinh Province | 143
1 | Van Canh Wind Power Plant Binh Dinh | 143 | 2025-2030 | 110kV double circuit line connected to 110kV Van Canh substation | Decision 1682/QD-TTg
| Phu Yen Province | 414
1 | HBRE An Tho Wind Farm Phase 1 | 200 | 2023-2025 | 220kV line connected to Tuy Hoa 220kV substation | Decision 262/QD-TTg
2 | Song Cau Green Wind Power Plant Phase 1 | 50 | 2023-2025 | 110kV line connected to 220kV Song Cau substation | Decision 262/QD-TTg
3 | Song Cau 2 Wind Power Plant | 82 | 2025-2030 |  | Decision 1682/QD-TTg
4 | LRSH Son Hoa Wind Power Plant | 82 | 2025-2030 | Construction of 220 kV station of Son Hoa power plant and 220 kV ACSR400 line 24 km long connecting to 220 kV busbar of 220 kV Tuy Hoa transformer station | Decision 1682/QD-TTg
| Khanh Hoa Province | 102
1 | Nexif Energy Khanh Hoa 1 Wind Power Plant | 102 | 2025-2030 | 220 kV double circuit line connected to 1 circuit 220 kV Nha Trang - Thap Cham 2 line | Decision 1682/QD-TTg
| Ninh Thuan Province | 337.5
1 | Phuoc Huu Wind Power Plant | 50 | 2023-2027 |  | Decision 1682/QD-TTg
2 | Phuoc Nam - Enfinity - Ninh Thuan Renewable Energy Power Plant | 65 | 2023-2027 | Transition connection on a 220kV Vinh Tan - Thap Cham line circuit | Decision 1682/QD-TTg
3 | BIM Wind Power Plant Phase 2 Expansion | 50 | 2023-2027 | Connection to 220kV BIM Power Plant Substation (existing) | Decision 1682/QD-TTg
4 | Tri Hai Wind Power Plant | 39.5 | 2025-2030 | Transition connection on 220kV Nha Trang - Thap Cham line circuit 2 | Decision 1682/QD-TTg
5 | Part of Capacity of Hanbaram Wind Power Plant | 93 | 2023-2030 |  | Decision 1682/QD-TTg
6 | V2 Wind Power Plant | 40 | 2025-2030 | 220kV single circuit line to 220kV busbar, 500kV Thuan Nam substation | Decision 1682/QD-TTg
| Binh Thuan Province | 497.9

## Table_31
0 | 1 | 2 | 3 | 4 | 5
1 | Hoa Thang 1.2 Wind Power Project | 100 | 2025-2030 | Connecting to 110 kV Luong Son - Hoa Thang - Mui Ne line | Decision 262/QD-TTg, Resolving difficulties according to Decision 233/NQ-CP
2 | Wind Power Plant 1 - Binh Thuan Phase 2 | 29.7 | 2025-2030 | According to the approved plan
3 | Hoa Thang 2.2 Power Plant | 19.8 | 2025-2030 | According to the approved plan
4 | Hong Phong 2 Thermal Power Plant | 20 | 2025-2030 | According to the approved plan
5 | Ham Kiem 2 Thermal Power Plant | 15 | 2025-2030 | According to the approved plan
6 | Hoa Thang 2.2 Phase 2 | 30 | 2025-2030 | According to the approved plan
7 | Wind Power Project 1 – Binh Thuan Phase 3 | 30 | 2025-2030 | Construction of 220 kV Wind Power Station 1 - Binh Thuan and 220 kV transmission line connecting to 220 kV Vinh Tan - Phan Thiet transmission line
8 | Wind Power Project 1 – Binh Thuan Phase 4 | 30 | 2025-2030 | Construction of 220 kV Wind Power Station 1 - Binh Thuan and 220 kV transmission line connecting to 220 kV Vinh Tan - Phan Thiet transmission line
9 | Wind power project in Tuy Phong district | 100 | 2025-2030 | Connection at 110 kV voltage level, using the transmission system of wind power projects | Decision 262/QD-TTg
10 | Wind power project in Bac Binh district | 123.4 | 2025-2030 | Connection at 110 kV voltage level, using the transmission system of wind power projects | Decision 262/QD-TTg
| Lam Dong Province | 216.9
1 | Cau Dat Wind Power Plant | 68.9 | 2023-2030 |  | Decision 262/QD-TTg
2 | Duc Trong Wind Power Plant | 50 | 2025-2030 |  | Decision 262/QD-TTg
3 | Xuan Truong 1 Wind Power Plant | 50 | 2025-2030 | Connecting Xuan Truong 1 Thermal Power Plant to Xuan Truong 2 Thermal Power Plant | Decision 1682/QD-TTg, the province proposed to adjust the project location
4 | Xuan Truong 2 Wind Power Plant | 48 | 2025-2030 | 110 kV line is connected to the 110 kV Da Nhim - Don Duong line. Construction of 110 kV Xuan Truong 2 substation, capacity 63 MVA | Decision 1682/QD-TTg, the province proposed to adjust the project location
| Ba Ria - Vung Tau Province | 103
1 | Cong Ly Wind Power Plant Ba Ria - Vung Tau Phase 1 | 103 | 2025-2030 | 110 kV line connected to 110 kV Ho Tram substation | Decision 262/QD-TTg
| Ben Tre Province | 605.8
1 | Wind Power Plant No. 5 Ben Tre Phase 2 (Thanh Hai Wind Power Plant 2,3,4) | 85.8 | 2023-2030 |  | Decision 262/QD-TTg
2 | Nexif Ben Tre Wind Power Plant Phase 2, 3 | 50 | 2025-2030 |  | Decision 1682/QD-TTg
3 | Thanh Phu Wind Power Plant | 120 | 2025-2030 | 110kV Thanh Phu Power Plant Line - 110kV Binh Thanh | Decision 1682/QD-TTg

## Table_32
0 | 1 | 2 | 3 | 4 | 5
Switching Station - 110kV Binh Thanh
4 | Bao Thanh Wind Power Plant | 50 | 2025-2030 |  | Decision 262/QD-TTg
5 | Wind Power Plant No. 19 Ben Tre | 50 | 2025-2030 | Construction of Binh Dai 220kV substation with scale of 2x250MVA + 2x63MVA (Phase 1: installation of 01 63MVA transformer to serve connection to wind power plant No. 19 and 01 63MVA transformer to serve connection to wind power plant No. 20). Expansion of 220kV feeder at Ben Tre 220kV substation. Construction of 50km long Binh Dai - Ben Tre 220kV double- circuit transmission line | Decision 262/QD-TTg
6 | Wind Power Plant No. 20 Ben Tre | 50 | 2025-2030 | Connect to 63MVA transformer at 220kV Binh Dai substation (sharing the cost of building 220kV Binh Dai substation and the cost of expanding 220kV bay at 220kV Ben Tre substation). Sharing the cost of building 220kV double-circuit transmission line Binh Dai - Ben Tre. | Decision 262/QD-TTg
7 | Hai Phong Wind Power Plant | 200 | 2025-2030 |  | Decision 1682/QD-TTg
| Bac Lieu Province | 817
1 | Japan - Bac Lieu Wind Power Plant | 50 | 2025-2030 |  | Decision 262/QD-TTg
2 | Bac Lieu Wind Power Plant Phase III | 141 | 2025-2030 |  | Decision 262/QD-TTg
3 | Hoa Binh 3 Wind Power Plant | 50 | 2025-2030 | 110kV line connecting from Hoa Binh 3 Power Plant Substation to Hoa Binh 220kV substation or connecting to Hoa Binh 2 Power Plant 110kV substation | Decision 262/QD-TTg
4 | Hoa Binh 2-1 Wind Power Plant | 50 | 2025-2030 | 110kV line connecting from Hoa Binh 2-1 power plant substation to Hoa Binh 220kV substation or connecting to Hoa Binh 2 power plant 110kV substation | Decision 262/QD-TTg
5 | Hoa Binh 4 Wind Power Plant | 50 | 2025-2030 | 110kV line connecting from Hoa Binh 4 Power Plant Substation to Hoa Binh 220kV substation or connecting to Hoa Binh 1 Power Plant 110kV substation | Decision 262/QD-TTg
6 | Hoa Binh 6 Wind Power Plant | 40 | 2025-2030 | 220kV Line Hoa Binh 6 Power Plant - Kosy Bac Lieu Power Plant (phase 1) or connected to Hoa Binh 220kV Substation | Decision 262/QD-TTg
7 | Hoa Binh 8 Wind Power Plant | 50 | 2025-2030 | 110kV line connects from Hoa Binh 8 Power Plant Substation to Hoa Binh 220kV station or connects on Hoa Binh - Bac Lieu 110kV line. | Decision 262/QD-TTg
8 | Hoa Binh 5.1 Wind Power Plant | 80 | 2025-2030 | 220kV line connecting from Hoa Binh 5.1 Power Plant Substation to Hoa Binh 220kV Power Plant Substation or connecting to Hoa Binh 5 Power Plant 220kV Power Plant Substation (phase 1) | Decision 262/QD-TTg
9 | Dong Hai 1 Wind Power Plant - Phase 3 | 50 | 2025-2030 | Connect to TC110kV Hoa Binh 2 switching station of Dong Hai 1 Power Plant (sharing the 110kV connection line from Hoa Binh 2 switching station to Dong Hai - Hoa Binh 110kV line) or 110kV | Decision 262/QD-TTg

## Table_33
0 | 1 | 2 | 3 | 4 | 5
line connecting from Dong Hai 1 Power Plant substation - phase 3 to Gia Rai 220kV station
10 | Dong Hai 6 Wind Power Plant | 30 | 2025-2030 | Connection from Dong Hai 6 Power Plant to Hoa Binh 220kV Substation | Decision 262/QD-TTg
11 | Dong Hai 5 Wind Power Plant | 36 | 2025-2030 | Connecting to Hoa Binh 220kV substation using the same connection line with Dong Hai 6 wind power plant | Decision 262/QD-TTg
12 | An Phuc Dong Hai Wind Power Plant | 40 | 2025-2030 | Connecting to Hoa Binh 220kV substation using the same connection line with Dong Hai 6 wind power plant | Decision 262/QD-TTg
13 | Dong Hai 13 Wind Power Plant | 100 | 2025-2030 | 220kV transmission line connecting from Dong Hai 13 power plant to Gia Rai 220kV substation | Decision 262/QD-TTg
14 | Dong Hai 3 Wind Power Plant - Phase 1 | 50 | 2025-2030 | 110kV line connected from Dong Hai 3 Power Plant Substation - Phase 1 to 110kV Dong Hai 110kV Substation | Decision 262/QD-TTg
| Tien Giang Province | 200
1 | Tan Thanh Wind Power Plant | 100 | 2025-2030 | 110kV Tan Thanh Wind Power Station - Tan Phu Dong 2 Wind Power Branch - Go Cong Dong; 2x63 MVA step-up transformer station | Decision 262/QD-TTg
2 | Tan Phu Dong 1 Wind Power Plant | 100 | 2023-2030 |  | Decision 262/QD-TTg
| Tra Vinh Province | 632.5
1 | Hiep Thanh Wind Power Plant (the remaining parts) | 64.5 | 2023-2030 |  | Decision 262/QD-TTg. Total capacity 77.3 MW, 12.8 MW in operation
2 | Dong Thanh 1 Wind Power Plant | 80 | 2025-2030 | 220 kV transmission line connecting Dong Thanh 1 transmission line to Duyen Hai 500kV station | Decision 262/QD-TTg
3 | Dong Thanh 2 Wind Power Plant | 120 | 2025-2030 | Grouped with Dong Thanh 1 | Decision 262/QD-TTg
4 | Thang Long Wind Power Plant | 96 | 2025-2030 | 220kV single circuit line connected to 220kV Duyen Hai substation | Decision 262/QD-TTg
5 | Dong Hai 3 Wind Power Plant (location V3-3) | 48 | 2025-2030 | 220kV single circuit line connecting 220kV substation V3-3 to 220kV substation Dong Thanh 1 | Decision 262/QD-TTg
6 | Wind power plant V1-5 and V1-6 phase 2 | 80 | 2025-2030 | 110kV double circuit line connecting 110kV substation VI-5 and VI-6 phase 2 transitioned on 110kV line connecting Hiep Thanh line - DGV1-3 | Decision 262/QD-TTg
7 | Duyen Hai 2 Wind Power Plant | 96 | 2025-2030 | 220kV line connected to 220kV busbar of 220kV Duyen Hai substation | Decision 262/QD-TTg
8 | Wind Power Plant No. 3 (Location V3-8) | 48 | 2025-2030 | 220kV single circuit line connects 220kV transformer station V3-8 to 220kV busbar of 220kV transformer station V3-7 | Decision 262/QD-TTg
| Soc Trang Province | 1143.4
1 | Lac Hoa 2 Wind Power Plant | 123.6 |  |  | Decision 262/QD-TTg
2 | Wind Power Plant No. 7 - Phase 2 | 90 | 2025-2030 |  | Decision 1682/QD-TTg

## Table_34
0 | 1 | 2 | 3 | 4 | 5
3 | Wind Power Plant No. 11 | 100.8 | 2025-2030 |  | Decision 262/QD-TTg
4 | Tran De Wind Power Plant | 50 | 2025-2030 |  | Decision 262/QD-TTg
5 | Song Hau Wind Power Plant | 50 | 2025-2030 |  | Decision 262/QD-TTg
6 | BCG Soc Trang 1 Wind Power Plant | 50 | 2025-2030 |  | Decision 262/QD-TTg
7 | Phu Cuong 1A and 1B Wind Power Plant Cluster | 200 | 2025-2030 |  | Decision 1682/QD-TTg
8 | Soc Trang 4 Wind Power Plant | 350 | 2025-2030 |  | Decision 1682/QD-TTg
9 | Wind power plant near the coast of Vinh Hai commune, Vinh Chau town | 129 | 2025-2030 | 220kV double circuit line connected from 220kV substation of the project to 220kV busbar of 220kV Vinh Chau substation | Decision 1682/QD-TTg
| An Giang Province | 50 | 2025-2030
1 | JR An Giang Wind Power Plant | 50 | 2025-2030 |  | Decision 262/QD-TTg
| Ca Mau Province | 860
1 | Vien An Wind Power Plant | 50 | 2023-2030 | 110kV single circuit line, 110kV substation, Vien An power plant - 110kV Rach Goc substation | Decision 262/QD-TTg
2 | Ca Mau 1A Wind Power Plant | 88 | 2023-2030 |  | Decision 262/QD-TTg
3 | Ca Mau 1B Wind Power Plant | 88 | 2023-2030 |  | Decision 262/QD-TTg
4 | Wind Power Plant Khai Long Tourist Area - Ca Mau Phase 1 | 100 | 2025-2030 | 110kV double circuit transmission line 110kV transformer station Khai Long tourist area - Ca Mau phase 1 - 110kV transformer station Khai Long phase 2 | Decision 262/QD-TTg
5 | An Dong 1 Wind Power Plant | 50 | 2025-2030 | 110kV double circuit line, 110kV An Dong 1 power plant substation, transition connection on Vien An power plant line - 110kV Rach Goc substation | Decision 262/QD-TTg
6 | Khanh Binh Tay Wind Power Plant | 50 | 2025-2030 | 110kV double circuit line 110kV transformer station Khanh Binh Tay power plant - 110kV transformer station Tran Van Thoi | Decision 262/QD-TTg
7 | Khai Long Wind Power Plant Phase 2 | 100 | 2025-2030 | 110kV double circuit line, 110kV transformer station, Khai Long power plant phase 2 - 220kV transformer station, Nam Can | Decision 262/QD-TTg
8 | Ca Mau 1C Wind Power Plant | 88 | 2025-2030 |  | Decision 262/QD-TTg
9 | Ca Mau 1D Wind Power Plant | 86 | 2025-2030 |  | Decision 262/QD-TTg
10 | Khai Long Wind Power Plant Phase 3 | 100 | 2025-2030 | 110kV transformer station of Khai Long power plant phase 2, additional transformers T3 and T4 installed; sharing the 110kV line of Khai Long power plant phase 2 | Decision 262/QD-TTg
11 | Vien An Dong Wind Power Plant | 60 | 2025-2030 | 110kV double circuit line 110kV transformer station Vien An Dong power plant - 220kV transformer station Vien An power plant | Decision 1682/QD-TTg
| Hau Giang Province | 100
1 | Long My 1 Wind Power Plant | 100 | 2023-2030 |  | Decision 262/QD-TTg
| Kien Giang Province | 137
1 | Hon Dat 1 Wind Power Plant | 77 | 2025-2030 | 220 kV Line of Hon Dat 1 Power Plant - Rach Gia Branch - Kien | Decision 262/QD-TTg

## Table_35
0 | 1 | 2 | 3
No. | Expected Project Connection plan capacity (MW)
List of additional allocated projects to be put into operation in the 2025-2030 period
| Dien Bien Province | 779
1 | BCG Dien Bien 2 Wind Power Plant | 175 | 220kV single circuit transmission line connecting from BCG Dien Bien 2 Power Plant Substation to 220kV Dien Bien Substation
2 | Envision Nam Po 2 Wind Power Plant | 150 | Transition connection on 220kV Nam Po - Lai Chau line to 500kV Lai Chau substation
3 | Muong Ang Wind Power Plant | 108 | 110kV single circuit line connecting from 110kV Muong Ang substation to TC110kV of 220kV Dien Bien substation
4 | Dien Bien Dong Wind Power Plant (Phase 1) | 126 | 220kV double circuit transmission line, forward connection on 220kV transmission line from 220kV Dien Bien substation to 500kV substation
5 | Tia Dinh Wind Power Plant | 120 | 220kV single circuit transmission line connecting from 220kV substation of Tia Dinh power plant to 220kV TC substation of Dien Bien Dong power plant (Phase 1)
6 | Muong Cha Wind Power Plant | 50 | 110kV line is connected to the 110kV Tuan Giao line - 500kV Lai Chau substation
7 | Dien Bien Dong Wind Power Plant | 50 | 110kV line is connected to the 110kV line of Song Ma 3 substation - 110kV Dien Bien Dong substation
| Bac Kan Province | 266
1 | Huong Ne Wind Power Plant | 100 | Construction of 110kV double circuit transmission line connecting 110kV Bac Kan - Cao Bang transmission line. Construction of 35/220kV Huong Ne power plant substation with capacity of 1x125MVA
2 | Thuong Quan Wind Power Plant | 100 | Construction of 110kV double circuit transmission line connecting 110kV Bac Kan - Cao Bang transmission line. Construction of 35/220kV substation of Thuong Quan power plant with capacity of 1x125MVA
3 | Yen Ha Wind Power Plant | 66 | Construction of 220kV single circuit transmission line from 220kV station of Yen Ha power plant to 220kV busbar at 220kV transformer station of Thien Long - Cho Moi power plant; Construction of 35/220kV transformer station of Yen Ha power plant with capacity of 1x75MVA
| Yen Bai Province | 160
1 | Tram Tau Wind Power | 60 | 110 kV single-circuit line, connecting from 110kV transformer station of Tram Tau power plant to 110kV compartment of 220kV Nghia Lo transformer station.
2 | Tram Tau 1 Wind Power | 100 | 220 kV single-circuit line connecting from 220kV NMĐG Tram Tau 1 substation to 220kV Nghia Lo substation.
| Quang Ninh Province | 300
1 | Quang Ninh Wind Power Plant 1 - Phase 2 | 100 | 220kV double circuit line to 220kV Quang Ninh 1 station
2 | Wind power plants in Binh Lieu and Tien Yen districts | 100 | 220kV double circuit transmission line to 220kV Hai Ha station. Or Construction of 220kV double circuit transmission line to 220kV Cong Hoa station
3 | Wind power plant in Mong Cai city | 100 | 220kV double circuit line to 220kV Mong Cai substation
| Son La Province | 503

## Table_36
0 | 1 | 2 | 3
1 | Mai Son Wind Power | 128 | Transition connection on 220kV line from 220kV Son La substation - 500kV Son La substation
2 | Tay Phu Yen Wind Power | 100 | Transition connection on 220kV Son La - Viet Tri line
3 | Muong Sam Wind Power | 150 | 220kV line connected to 220kV Song Ma substation
4 | Bac Yen 1 Wind Power | 125 | Construction of 220kV double circuit line, transition connection on 220kV Son La - Viet Tri line
| Thanh Hoa Province | 245
1 | Thai Hai Hung Wind Power | 30 | 220kV double circuit line connecting Thai Hai Hung Wind Power Project to Sam Son 220kV Substation
2 | Hoang Hoa Wind Power Plant | 115 | 220kV transmission line from 220kV project substation to 220kV Hau Loc substation
3 | Nghi Son 1 Wind Power Plant | 50 | Connect to existing 220kV/110kV grid
4 | Nghi Son 2 Wind Power Plant | 50 | Connect to existing 220kV/110kV grid
| Nghe An Province | 200
1 | Nam Dan Wind Power Plant Phase 2 | 130 | Shared infrastructure of 220kV Do Luong - Hung Dong connection line (built in phase 1 of the project)
2 | Quynh Lap 2 Wind Power | 70 | 110kV single circuit transmission line of Quynh Lap 2 power plant connects to 110kV Hoang Mai transformer station
| Ha Tinh Province | 1604.5
1 | Ky Anh DT1 Wind Power Plant | 49.5 | 220kV single circuit line connected to DT2 power plant
2 | Eco Wind Ky Anh Wind Power Plant | 498 | 500kV double circuit transmission line transit connection to 500kV Ha Tinh - Vung Ang transmission line
3 | Ky Ninh - Ha Tinh Wind Power Plant | 198 | 220kV double circuit transmission line transit connection to 220kV Ha Tinh - Vung Ang transmission line
4 | Ho Da Cat Wind Power Plant | 40 | 220kV double circuit transmission line transit connection to 220kV Ha Tinh - Vung Ang transmission line
5 | Ky Khang Wind Power Plant - Phase 2 | 60 | 220kV single circuit line connecting Ky Khang Power Plant phase 1
6 | Cam Xuyen Wind Power Plant - Phase 2 (nearshore section) | 84 | Sharing investment in construction with 220kV double circuit transmission line connecting transit to 220kV Vung Ang - Ha Tinh transmission line
7 | Ky Anh Wind Power Plant | 400 | 500kV double circuit line transit connection to 500kV circuit 3 line
8 | Ky Anh 1 Wind Power Plant | 65 | 220kV double circuit transmission line transit connection to 220kV Ha Tinh - Vung Ang transmission line
9 | Ky Anh 2 Wind Power Plant | 50 | 220kV double circuit transmission line transit connection to 220kV Ha Tinh - Vung Ang transmission line
10 | Ky Anh 3 Wind Power Plant | 50 | 110kV single circuit line connected to 110kV busbar of 220kV substation Ky Anh 1 Wind Power Plant
11 | Ky Anh 4 Wind Power Plant | 60 | 220kV double circuit line, transit connection to 220kV Ha Tinh - Vung Ang line
12 | Ky Anh DT3 Wind Power Plant Expansion | 50 | 220kV single circuit line connected to DT3 power plant
| Quang Binh Province | 997.5
1 | Ngu Thuy Bac Tan Hoan Cau Wind Power Plant (nearshore wind power) | 120 | 220kV double circuit transmission line Ngu Thuy Bac Tan Hoan Cau connects to 220kV Le Thuy substation or build 220kV double circuit transmission line from Ngu Thuy Bac Tan Hoan Cau power plant to 220kV Quang Binh substation 1
2 | Thai Duong 1 Wind Power Plant (nearshore wind power) | 120 | 220 kV single circuit line connected to 220kV busbar of 220kV Ba Don substation
3 | Hai Ninh Wind Power Plant | 118 | 220kV double circuit transmission line to 220kV

## Table_37
0 | 1 | 2 | 3
| Cluster (Nearshore Wind Power) |  | Dong Hoi substation or 220kV double circuit transmission line from Hai Ninh power plant to 220kV Quang Binh substation 2
4 | HalCom Hong Duc Wind Power Plant (Nearshore Wind Power) | 120 | Forward connection to the 220kV Dong Hoi - Dong Ha line, circuit 2 via the 220kV switching station. Newly build a single-circuit 220kV line from the 220kV Hong Duc Halcom power plant substation to the 220kV switching station. Newly build a 220kV switching station connected in series to the 220kV Dong Hoi - Dong Ha line, circuit 2
5 | Phuc Loc Tho Wind Power Plant (Nearshore Wind Power) | 120 | Construction of 35/500kV substation with total capacity of 900MVA at Phuc Loc Tho wind power plant; Construction of 500kV single circuit transmission line from Phuc Loc Tho wind power plant connecting to 500kV busbar of Quang Trach power plant
6 | Quang Binh 1 Wind Power Plant | 70 | Connected to Tuyen Hoa 110kV substation, single circuit
7 | Quang Binh 2 Wind Farm | 70 | Transition connection on 220kV Ba Don - Formosa Power Plant
8 | Thanh Son Wind Power Plant (including Thanh Son 1 and Thanh Son 2) | 60 | Transition connection on 220kV Dong Hoi - Ba Don - Formosa line
9 | Phu Dinh Wind Power Plant | 69 | 110kV single circuit transmission line from 110kV Phu Dinh power plant booster station to 110kV Bac Dong Hoi station
10 | Le Thuy 3 Wind Power Plant | 110.5 | 220kV double-circuit transmission line from Le Thuy 3 factory to Le Thuy substation 220 busbar. Or build 110kV transmission line, substation for wind power plant connected to 110kV transmission line, substation in Le Thuy district area.
11 | Le Thuy 3 Wind Power Plant, Phase 3 - increasing capacity | 20 | 220kV double-circuit transmission line from Le Thuy 3 factory to Le Thuy substation 220 busbar. Or 110kV transmission line, substation of wind power plant connected to 110kV transmission line, substation in Le Thuy district, Quang Ninh
| Quang Tri Province | 493.4
1 | SCI Tan Thanh (the remaining parts) | 12 | Common connection of SCI Tan Thanh NMDG
2 | Hung Bac (the remaining parts) | 40 | Connection to 220kV busbar of 220kV Tai Tam substation
3 | Tan Hop 1 | 50 | Connect to 110 kV Tan Hop Power Plant Substation
4 | Expanded Phong Lieu | 35 | Connect to 220kV Huong Tan Substation
5 | AMACCAO - Quang Tri 2 | 48 | 220kV Amaccao Quang Tri 2 Line - Amaccao Quang Tri 1 Power Plant Expansion Block
6 | Phuc Thanh An Quang Tri | 48 | Connect to 220kV Huong Tan Substation
7 | My Anh Quang Tri 1 | 48 | Connection to 220kV busbar of 220kV Lao Bao substation
8 | SCI Ba Wind Power Plant (first level) | 25 | Connect to 220kV busbar of 220kV SCI Tan Thanh substation by single circuit line
9 | Quang Tri Win 5 | 48 | Construction of medium voltage lines connected to the 35 kV side of the 35/220 kV transformer Quang Tri Win 5-6 - 125 MVA
10 | Quang Tri Win 6 | 48 | XDM 220 kV Quang Tri TBA Win 5-6 - 125 MVA; XDM 220 kV single circuit transmission line connecting Quang Tri Win 5-6 substation to Lao Bao 220 kV substation (Huong Hoa)
11 | Phuc Thanh An Vinh Phuc | 30 | Connect to 220 kV Huong Tan substation
12 | Duc Thang 2 (the remaining | 20 | 220 kV single circuit line connected to 220 kV

## Table_38
0 | 1 | 2 | 3
| parts) |  | substation of Tai Tam power plant
13 | TK Power (the remaining parts) | 20 | 220 kV single circuit line connected to 220 kV substation of Tai Tam power plant
14 | Cam Lo 1 | 36 | 220 kV Cam Lo 1 - Dong Ha Power Plant
15 | Licogi 16 - Quang Tri | 30 | 220 kV Line Licogi 16 - Quang Tri - Lao Bao
| Kon Tum Province | 430.75
1 | Chu Hreng Wind Power (phase 1) | 150 | 220kV double circuit line connected to 220kV feeder compartment of 500kV Kon Ray substation
2 | Sac Ly Wind Power – Kon Tum (phase 2) | 96 | Connect to 220kV transformer station of Charging Ly Power Plant - Kon Tum. Install 01 additional transformer with capacity of 1x125MVA at 220kV transformer station of Charging Ly Power Plant - Kon Tum
3 | Kon Plong Wind Power | 103.5 | Kon Plong 35/220kV step-up transformer station, capacity 150MVA. Construct Kon Plong 220kV switching station to collect Kon Plong power plant's capacity and connect to the national power system. Construct a single-circuit 220kV transmission line from Kon Plong 35/220kV transformer station to the 220kV busbar of Kon Plong switching station. Construct a four-circuit 220kV transmission line from Kon Plong 220kV switching station to connect to two circuits of the Thuong Kon Tum - Quang Ngai 220kV hydropower line
4 | Dak To Re Wind Power | 81.25 | Forward connection to 110kV Kon Tum - Kon Plong line by 110kV line; backup plan: connection to 500kV Kon Ray substation
| Gia Lai Province | 849
1 | Chu Se Wind Power Plant - Envision | 40 | Transition connection on 01 circuit of 220kV Chu Se - Krong Buk line (circuit 2)
2 | La Blu 1 Wind Power Plant (Phase 2) | 42 | Connecting Ia Blu 1 Power Plant (Phase 2) to 220kV Ia Blu 1 Power Plant Substation
3 | Chu Pưh 1.1 Wind Power Plant | 45 | Construction of 220 kV transformer station of Chu Puh 1.1 power plant, capacity 125 MVA. Single circuit 220kV transmission line from 220kV transformer station of Chu Puh 1.1 power plant connected to 220kV transformer station of Ia Boong - Chu Prong. Construction of medium voltage transmission lines connected to Chu Puh 1.1 power plant
4 | Chu Wind Power Plant Pưh 1 .2 | 45 | Construction of medium voltage lines connected to the medium voltage side of the 220 kV transformer station of Chu Puh 1.1 power plant
5 | TNE 1 Wind Power Plant | 45 | Construction of 220 kV lifting substation of TNE 1 power plant, capacity 63 MVA. Single circuit 220kV line from 220kV substation of TNE 1 power plant connected to 220kV substation of Chu Puh 1.1. Construction of medium voltage lines connected to TNE 1 power plant
6 | TNE 2 Wind Power Plant | 45 | Install a new 33/220kV transformer, capacity 63MVA at the 220kV booster station of TNE 1 power plant to connect to TNE 2 power plant. Construct medium voltage lines connecting to TNE 2 power plant.
7 | TNE 3 Wind Power Plant | 45 | Install a new 33/220kV transformer, capacity 63MVA at the 220kV booster station of TNE 1 power plant to connect to TNE 3 power plant. Medium voltage line connecting TNE 3 power plant
8 | Xa Trang Wind Power Plant (Phase 2) | 100 | Connecting by 220kV line to 500kV Pleiku 3 substation

## Table_39
0 | 1 | 2 | 3
9 | Bo Ngoong Wind Power Plant | 100 | Connecting by 220kV line to 500kV Pleiku 3 substation
10 | Thang Hung Wind Power Plant (Phase 2) | 38 | Connecting by 220kV line to 500kV Pleiku 3 substation
11 | Phu My Wind Power Plant (Phase 2) | 38 | Connected by 220kV line from Phu My Power Plant to 220kV substation of Hoang An Power Plant and shared to 500kV Pleiku 3 substation
12 | An Thanh Gia Lai Wind Power Plant | 40 | Connection by 220kV line An Thanh Gia Lai Power Plant uses 4-circuit poles to connect transit to 02 220kV lines Pleiku - An Khe Power Plant and Pleiku 2 - An Khe
13 | La Dreng 1 – Chu Puh Wind Power Plant | 40 | Connected by single circuit 220kV transmission line from 35/220kV lifting substation of Ia Dreng 1 - Chu Puh power plant to 220kV busbar of 220kV Chu Se station
14 | La Hla Wind Power Plant | 40 | Connected by 220kV single circuit line to 500kV Nhon Hoa substation
15 | La Blu 1 - Chu Puh Wind Power Plant | 40 | Connect by 220kV line to Nhon Hoa 500kV substation (in case Ia Blu 500kV substation changes its investment phase before 2030, it will be connected to this station)
16 | La Blu 2 - Chu Puh Wind Power Plant | 40 | Connect by 220kV line to Nhon Hoa 500kV substation (in case Ia Blu 500kV substation changes its investment phase before 2030, it will be connected to this station)
17 | Hoang An Wind Power Plant (Phase 2) | 28 | Connection by 220kV line from Hoang An Power Plant to 500kV Pleiku 3 Substation
18 | Chu Se 1 Wind Power Plant (Phase 2) | 38 | Connection by 220kV line from Chu Se 1 power plant to Chu Se 220kV substation
| Dak Lak Province | 985
1 | Krong Ana 1 Wind Power Plant | 160 | 220kV single circuit transmission line from 220kV Krong Ana 1 power plant substation connects to 220kV Krong Ana substation (Cu Kuin)
2 | Buon Ho 3 Wind Power Plant - Phase II; | 100 | 220kV line connected to 220kV Krong Buk substation
3 | E&M Dak Lak Wind Power Plant | 95 | 220kV double circuit transmission line, forward connection on 220kV Krong Buk - Nha Trang transmission line
4 | Thanh Phong Wind Power Phase 1 | 100 | 220kV double circuit transmission line, forward connection on 220kV Krong Buk - Pleiku 2 transmission line
5 | Ea Sin 2 Wind Power Plant | 250 | 220kV double circuit line connected to 500kV Ea Nam Power Plant Substation
6 | Thuan Phong 2 Wind Power Plant, Phase 1 | 100 | 220kV double circuit transmission line, forward connection on 220kV transmission line, 500kV station Krong Buk - Krong Buk
7 | HLP Krong Nang Wind Power | 50 | Connection at 110kV busbar of 110kV transformer station HLP Ea HLeo 1
8 | Chu Kbo Wind Power Plant, Phase 1 | 50 | 220kV single circuit transmission line from Chu Kbo power plant connects to 500kV substation of Ea Nam power plant
9 | Dlie Ya-Krong Nang Wind Power Plant Project, Phase 1 | 80 | 110kV single circuit transmission line from 110kV wind power plant substation to 110kV HTPP 220kV Krong Buk substation
| Binh Dinh Province | 1233
1 | Hon Trau Wind Power Plant - Phase I | 750 | 220kV double-circuit transmission line from 220kV Hon Trau 1 substation (HT1A area) to 220kV Phu My substation and construction of 220kV double-circuit transmission line from 220kV Hon Trau 1 substation

## Table_40
0 | 1 | 2 | 3
(HT1B area) to 220kV Nhon Hoi substation
2 | Vinh Thuan Wind Power Plant | 143 | 110kV double circuit line from 110kV substation of Vinh Thuan power plant connected to TC110kV of 110kV substation of Don Pho
3 | Van Canh 1 Wind Power Plant | 160 | 220kV 4-circuit transmission line from 220kV Van Canh 1 substation, transit connection on 220kV Quy Nhon transmission line - An Khe substation and 220kV Phuoc An transmission line - An Khe substation
4 | Van Canh 2 Wind Power Plant | 180 | 220kV single circuit line from 220kV Van Canh 2 substation connected to 220kV TC of 220kV Van Canh 1 substation
| Phu Yen Province | 300
1 | Song Cau 2 Wind Power Project Phase 2 | 38 | 220kV single circuit transmission line from 220kV substation of Song Cau power plant connected to 220kV substation of Song Cau 1 power plant
2 | Song Cau 1 Wind Power Project Phase 1 | 50 | Connected to Song Cau 220kV substation, single circuit 220kV line
3 | Son Long Wind Power Project | 50 | 110kV line connected to Phu Hoa 110kV substation
4 | EaBar Wind Power Project | 50 | 220 kV line connected to 220 kV Krong Buk - Song Ba Ha line
5 | LRSH Son Hoa Wind Power Project Phase 2 | 18 | Construction of 220 kV Son Hoa MĐG station and 220 kV ACSR400 transmission line connecting to 220 kV Tuy Hoa substation
6 | VICO wind power project | 44 | Connect to Tuy Hoa 220kV substation, 220kV line
7 | LRSC Song Cau Wind Power Project | 50 | Connected to 220kV Song Cau substation, 110kV single circuit line
| Khanh Hoa Province | 200
1 | TDX Khanh Hoa 1 Wind Power Plant | 100 | 220 kV line with 02 transitional connection circuits on the 220 kV Nha Trang - Thap Cham circuit
2 | EEC Khanh Hoa Wind Power Plant | 100 | Connect to 2 circuits of 220 kV Nha Trang - Thap Cham line
| Ninh Thuan Province | 1039
1 | Tri Hai Wind Power (Phase 2) | 39.5 | Transition connection on 220kV Nha Trang – Thap Cham line, circuit 2 from phase 1
2 | Bac Son Wind Power | 60.5 | 220kV line from Bac Son power plant is connected to the 220kV line Nha Trang - Thap Cham circuit 2
3 | Nui Mot Lake Wind Power | 50 | 35(22) kV 6-circuit line from the Factory to the 220kV transformer station of Nui Mot 2 reservoir; Increase the capacity of the 220kV transformer station of Nui Mot 2 reservoir to (100+125) MVA
4 | BIM Wind Power Phase 3 Expansion | 120 | Connect to 220kV transformer station of BIM power plant (existing); Invest in expanding transformer T2 33/33/200kV , capacity 200MVA at the backup location of 220kV transformer station of BIM power plant. Invest in expanding 220kV feeders at 220kV transformer station of BIM power plant synchronized with transformer T2 and complete the electrical connection diagram at 220kV transformer station of BIM power plant. Invest in expanding 01 feeder station of 220kV feeder at Quan The switching station (278). Hanging circuit 2 of 220kV transmission line of BIM power plant - Quan The switching station
5 | V2 wind power plant - Expanded | 769 | 220kV double circuit Phuoc Dinh sea power line - 500kV Thuan Nam substation
| Binh Thuan Province | 242
1 | Wind power plant near-shore area of Tuy Phong district, Bac Binh | 100 | Connected to 220 kV grid near project area

## Table_41
0 | 1 | 2 | 3
2 | Wind power plant in coastal areas near Ham Thuan Nam district, Ham Tan district, La Gi town | 142 | Connected to 220 kV grid near project area
| Lam Dong Province | 200
1 | Cau Dat Wind Power Project Phase 2 | 200 | Construction of 22/220kV step-up transformer, capacity 2X125MVA: 22kV single circuit transmission line from 220kV transformer station to 220kV TC 220kV Da Nhim switching station, expansion of 220kV transmission line bay of 220kV Da Nhim substation.
| Ba Ria - Vung Tau Province | 100
1 | Xuyen Moc nearshore wind power plant phase 3 | 100 | 110 kV line connected to TC110kV of Phuoc Thuan 220 kV substation
| Ben Tre Province | 500
1 | Ba Tri district wind power plant | 50 | 110kV Ba Tri District Power Plant - 220kV Binh Dai
2 | Binh Dai 1 District wind power plant | 50 | 110kV Binh Dai District Power Plant 1 - 220kV Binh Dai
3 | Binh Dai 2 District wind power plant | 50 | 110kV Binh Dai 2 Power Plant - 220kV Binh Dai
4 | Binh Dai 3 District wind power plant | 100 | 110kV Binh Dai 3 Power Plant - 220kV Binh Dai
5 | Thanh Phu 1 wind power plant | 125 | 110kV Thanh Phu 1 Power Plant - 220kV Thanh Phu
6 | Thanh Phu 2 wind power plant | 75 | 110kV Thanh Phu 2 Power Plant - 220kV Thanh Phu
7 | Thanh Phu 3 wind power plant | 50 | 110kV Thanh Phu 3 Power Plant - 220kV Thanh Phu
| Bac Lieu Province | 270
1 | Dong Hai 1 Wind Power Plant Phase 4 | 50 | 220 kV transmission line connecting from Dong Hai 1 Power Plant - Phase 4 to 220 kV substation Dong Hai 13 Power Plant
2 | Dong Hai 13 Wind Power Plant Phase 2 | 70 | Connected to Gia Rai 220 kV station, sharing the connection line with Dong Hai 13 wind power plant
3 | Dong Hai 3 Wind Power Plant - Phase 2 | 50 | Installation of transformer of Dong Hai 3 wind power plant phase 2 in 110 kV station
4 | Hoa Binh 6 Wind Power Plant - Phase 2 | 100 | 220 kV line connecting from Hoa Binh 6 Power Plant - Phase 2 to Hoa Binh 220 kV Substation
| Tien Giang Province | 100
1 | Tan Thanh 2 Wind Power | 100 | 220 kV line connected to 220 kV Go Cong substation
| Tra Vinh Province | 1402
1 | Wind Power Plant Project No. 3 (position V3-8) - Expansion | 160 | Install and expand 2 more 2x90MVA transformers at 220kV transformer station of Power Plant No. 3 (Location V3-8). Share the transmission infrastructure of Power Plant No. 3
2 | Dong Hai 3 Wind Power Plant Expansion Project (Location V3-3) | 120 | 220kV line connecting, sharing station infrastructure and 220kV line from Dong Hai 3 Wind Power Plant (Location V3-3) to Duyen Hai 500kV Substation
3 | Wind Power Plant Project at Location V3-6 | 275 | Construction of 220kV transformer station V3-6 and single-circuit 220kV transmission line connecting 220kV transformer station V3-6 to 220kV busbar of 220kV transformer station V3-7
4 | V3-5 Wind Power Plant Project | 120 | New construction of 220kV transformer station V3-5 and single-circuit 220kV transmission line connecting 220kV transformer station V3-5 to 220kV busbar of 220kV transformer station V3-6
5 | V3-7 Wind Power Plant Project | 329 | New construction of 220kV transformer station V3-7 and 220kV line 04 connecting circuits of 220kV transformer station V3-7 transferred on 220kV line from Duyen Hai - Tra Vinh power plant
6 | Dong Hai 4 Wind Power Plant | 148 | Transition connection on 220kV Dong Hai 3 - Dong

## Table_42
0 | 1 | 2 | 3
Thanh 1 line
7 | V3-2 Wind Power Plant | 250 | Construction of 220kV transformer station V3-2 and 220kV transmission line connecting to V3-2 wind power project; Connection to 220kV busbar of 220kV Tra Vinh 3 station and a circuit to 220kV busbar of 220kV Dong Hai 3 station
| Soc Trang Province | 988
1 | Vinh Hai 1 Wind Power | 400 | 220kV transmission line from 220kV Vinh Hai nearshore wind power plant substation to 220kV Vinh Chau substation (using existing connection infrastructure of the Wind Power Plant Project near the coast of Vinh Hai commune, Vinh Chau town - 129MW).
2 | Vinh Hai 2 Wind Power | 270 | 220kV transmission line from 220kV substation of the project to 220kV Tran De substation
3 | Lac Hoa 3 Wind Power | 50 | Taking advantage of existing infrastructure, expanding the busbar of 110kV substation - Lac Hoa GDI power plant, installing additional transformers
4 | My Thanh Wind Power | 68 | Constructing a new 110kV substation of the project. 110kV double-circuit line connecting from the project's 110kV substation to the My Thanh Industrial Park 110kV substation
5 | Vinh Tan Wind Power | 200 | Taking advantage of existing infrastructure, expanding the 220kV substation busbar - Phu Cuong Soc Trang 1A and 1B power plant cluster, installing additional transformers
| An Giang Province | 50
1 | An Giang 2 wind power plant | 50 | 110kV single circuit line connected to 110kV transformer station of An Giang 1 power plant
| Ca Mau Province | 387
1 | Ngoc Hien - Vien An Wind Power Plant | 100 | 110kV double circuit line, Ngoc Hien - Vien An power plant substation - 220kV substation, Vien An power plant
2 | Ngoc Hien - Tam Giang Tay Wind Power Plant | 100 | 110kV double circuit line of Ngoc Hien - Tam Giang Tay power plant substation - 220kV Ca Mau 3 substation
3 | Ngoc Hien - Rach Goc Wind Power Plant | 60 | 110kV single circuit 110KV transformer station Ngoc Hien - Rach Goc - 110kV Rach Goc transformer station
4 | Ngoc Hien Wind - Dat Mui wind power plant | 67 | 1 10 kV double circuit transformer station 1 10 kV NMĐG Ngoc Hien - Dat Mui - 220kV Substation Vien An Power Plant
5 | Ngoc Hien - Tan An 1 Wind Power Plant | 60 | 110kV double circuit line, Ngoc Hien – Tan An 1 power plant substation - 220kV Ca Mau 3 substation
| Hau Giang Province | 100
1 | Sao Mai 1 wind power plant | 100 | 110kV single circuit transmission line transit connection to 110kV Long My - Hong Dan transmission line
| Kien Giang Province | 171
1 | Wind power plant in Hon Dat district (II) | 43 | Transition connection on 220kV Rach Gia 2 - Kien Binh line.
2 | Kien Luong 2 Wind Power Plant | 65.6 | 110kV transmission line connected to 110kV substation of Kien Luong 1 wind power plant
3 | An Bien, An Minh Wind Power Plant | 62.4 | Transition connection to 110kV An Bien - Lai Son line
| Hue City | 100
1 | Phong Dien Wind Power Plant | 100 | 220kV double circuit transmission line from 220kV Phong Dien Power Plant substation to 220kV Phong Dien substation

## Table_43
0 | 1 | 2 | 3
| Khanh Hoa Province | 200
1 | TDX Khanh Hoa 1 Wind Power Plant | 100 | 220 kV line 02 connecting circuit from 220 kV station of Khanh Hoa 1 power plant, transitioning on 220 kV Nha Trang - Thap Cham circuit
2 | EEC Khanh Hoa Wind Power Plant | 100 | Connect to 2 circuits of 220 kV Nha Trang - Thap Cham line
| Quang Nam Province | 100
1 | TDX Quang Nam 1 Wind Power Project | 100 | 110kV line 10.5 km long connected from 22/110kV lifting substation to 220kV Tam Ky substation
| Long An Province | 73
1 | Chau Thanh Wind Power Plant - Phase 1 | 73 | 110kV double circuit Chau Thanh line - 110kV Tam Vu 2 station
List of additional allocated projects to be put into operation in the 2031-2035 period
| Kon Tum | 100
1 | Chu Hreng Wind Power (Phase 2) | 100 | 220kV double circuit line connected to 220kV feeder compartment of 500kV Kon Ray substation
| Gia Lai | 2039.5
1 | Ia Phang 1 wind power plant | 100 | Connected by 220kV double circuit transmission line from 22/220kV step-up transformer station of Ia Phang 1 power plant, transferred on 01 circuit of 220kV transmission line of Chu Se - Krong Pa
2 | TNE 3A wind power plant | 49.5 | Installing a new 33/220kV transformer with a capacity of 63MVA at the 220kV booster station of TNE 1 Power Plant to connect to TNE3A Power Plant. Adding one more circuit on the 220kV Ia Boong Chu Prong line - 500kV Nhon Hoa substation
3 | TNE5 wind power plant | 49.5 | Installing a new 33/220kV transformer with a capacity of 63MVA at the 220kV booster station of TNE 1 power plant to connect to TNE5 power plant.
4 | Ia Rong 1 wind power plant | 49.5 | Construction of 33/220kV step-up transformer station of IA RONG 1 power plant, capacity 63MVA. Construction of a 220kV single-circuit transmission line connecting from the 33/220kV Ia Rong 1 Power Plant Substation to the 33/220kV TNE 1 Power Plant Step-up Substation
5 | Ia Rong 2 wind power plant | 49.5 | Installing a new 33/220kV transformer with a capacity of 63MVA at the 220kV booster station of Ia Rong 1 Power Plant to connect to Ia Rong 2 Power Plant.
6 | Ia Rong 3 wind power plant | 49.5 | Installing a new 33/220kV transformer with a capacity of 63MVA at the 220kV booster station of Ia Rong 1 Power Plant to connect to Ia Rong 3 Power Plant.
7 | Ia Rong 3A wind power plant | 49.5 | Installing a new 33/220kV transformer with a capacity of 63MVA at the 220kV booster station of Ia Rong 1 Power Plant to connect to Ia Rong 3A Power Plant.
8 | Ia Ko 3 wind power plant | 49.5 | Installing a new 01 33/220kV transformer, capacity 63MVA at the 220kV lifting substation of Ia Ko 1 power plant to connect to Ia Ko 3 power plant
9 | Ia Ko 3A wind power plant | 49.5 | Installing a new 01 33/220kV transformer, capacity 63MVA at the 220kV lifting substation of Ia Ko 1 power plant to connect to Ia Ko 3A power plant
10 | Xa Trang wind power plant (Phase 3) | 100 | Connection by 220kV line, Xa Trang power plant – 500kV Pleiku 3 substation
11 | Bo Ngoong wind power plant (GD2) | 115 | Connected by 220kV double circuit transmission line from 220kV step-up transformer station of Bo Ngoong power plant to 220kV TC of 500kV Pleiku 2 transformer station
12 | NMĐG Ia Tor | 50 | 110kV single circuit transmission line from 22/110kV Ia Tor power plant transformer station to 110kV busbar of 220kV Thang Hung power plant

## Table_44
0 | 1 | 2 | 3
transformer station
13 | Ia Blu 1 - Chu Puh wind power plant | 50 | Connect by 220kV line to Nhon Hoa 500kV substation (in case Ia Blu 500kV substation changes its investment phase before 2030, it will be connected to this station)
14 | Ia Blu 2 - Chu Puh wind power plant | 50 | Connect by 220kV line to Nhon Hoa 500kV substation (in case Ia Blu 500kV substation changes its investment phase before 2030, it will be connected to this station)
15 | Ia Boong – Chu Prong wind power plant (Phase 2) | 150 | Connected by 220kV double circuit transmission line from 22/220kV Ia Boong - Chu Prong Power Plant (Phase 2) to 220kV busbar of 500kV Pleiku 2 station
16 | Phuoc Son wind power plant | 50 | Connection by 220kV line, single circuit from 35/220kV transformer station of Phuoc Son power plant to 220kV busbar of 220kV transformer station of Phu My power plant
17 | Yang Trung 2 wind power plant | 49.5 | Connecting Yang Trung 2 Power Plant with a single- circuit 220kV line to the 220kV busbar of the 220kV step-up transformer station of Cho Long Power Plant
18 | H'Bong 1 - Chu Se wind power plant | 50 | Connected by 220kV double circuit line from 35/220kV transformer station H'Bong 1 - Chu Se, transferred on 220kV Chu Se - 220kV Krong Pa line
19 | Mang Yang 3.1, Mang Yang 3.2, Mang Yang 3.3 NMDG wind project cluster | 300 | 500 kV double circuit line from 500kV Mang Yang substation - 500kV Pleiku substation 220 kV line from 220kV Mang Yang 3.3 substation to 220kV busbar 220kV Mang Yang 2 power plant
20 | Gia Lai Wind Power Plant | 49 | Connected by 220kV line to 500kV Pleiku 3 station
21 | Nam Ham Rong Wind Power Plant | 40 | Connected by 220kV double circuit line from 22/220kV Nam Ham Rong power plant lift station, transferred to 220kV line of Ia Boong power plant Chu Prong - 500kV Pleiku 2
22 | An Thanh Gia Lai WindPower Plant | 40 | Connection by 220kV line An Thanh Gia Lai Power Plant uses 4-circuit poles to connect transit to 02 existing 220kV lines Pleiku - An Khe Power Plant and Pleiku 2 - An Khe
23 | Ia Le 3 wind power plant | 50 | Connection by 220kV double circuit transmission line, transit connection to existing circuit 220kV Pleiku 2 - Krong Buk transmission line
24 | HE Gia Lai wind power plant | 100 | Connected by single circuit 220kV line from 35/110/220kV transformer station of Gia Lai HE Power Plant (built at location 04) to 220kV busbar of 220kV Chu Se transformer station
25 | Tay Ho - Chu Prong Wind Power Plant | 50 | 110kV single circuit transmission line from Tay Ho - Chu Prong power plant to 110kV transformer station of Mountainous Development Power Plant
26 | Dak Jo Ta wind power plant I | 50 | The 220kV double-circuit transmission line from the 220kV Dak Jo Ta - Ayun power plant cluster transformer is transferred onto the 220kV Pleiku 2 - An Khe power plant line.
27 | Ayun Wind Power Plant | 50 | The 220kV double-circuit transmission line from the 220kV Dak Jo Ta - Ayun power plant cluster transformer is transferred onto the 220kV Pleiku 2 - An Khe power plant line.
28 | Upgrading the capacity of HBRE Chu Prong Wind Farm (from 50 to 100MW) | 50 | Install 01 more 22(35)/110kV-63MVA transformer at the backup transformer compartment of the existing 110kV substation HBRE Gia Lai Wind Power Plant
29 | K'Bang A and K'Bang B wind power plant clusters | 100 | Construction of a 220kV single-circuit transmission line from the 35/220kV transformer station at K'Bang A and K'Bang B power plant clusters to the 220kV An

## Table_45
0 | 1 | 2 | 3
Khe transformer station
| Dak Lak | 945
1 | Krong Ana 2 Wind Power Plant | 160 | 220kV single circuit transmission line from 220kV step-up transformer station of Krong Ana 1 Wind Power Plant connected to 220kV TC 220kV Krong Ana transformer station (Cu Kuin)
2 | Buon Ho 3 Wind Power Plant - Phase III; | 150 | Use of common transmission infrastructure of phase 2
3 | Thanh Phong Wind Power, Phase 2 | 100 | Use of common transmission infrastructure of phase 1
4 | E&M Dak Lak Wind Power Plant, Phase 2 | 105 | Use of common transmission infrastructure of phase 1
5 | Thuan Phong 2 Wind Power Plant, Phase 2 | 100 | Use of common transmission infrastructure of phase 1
6 | GETEC Dak Lak Wind Power Plant Cluster | 100 | Connecting to the 220kV busbar of the 220kV AMI AC Dak Lak wind power substation by a single-circuit 220kV line
7 | AMI AC Dak Lak 1 Wind Power Plant | 100 | 220kV four-circuit transmission line from 220kV substation of AMI AC Dak Lak Power Plant Cluster is connected via 220kV Krong Buk transmission line - Serepok 4 Power Plant and from 220kV Krong Buk station to 220kV Buon Kuop Power Plant
8 | Ea Hleo RWP Wind Power | 80 | 220kV double circuit transmission line connected to Thanh Phong - Pleiku 2 power plant line
9 | HLP Ea Hleo 1 Wind Power | 50 | 220kV double circuit transmission line, forward connection on 220kV Krong Buk - Pleiku 2 transmission line
| Tra Vinh | 400
1 | Duyen Hai 3 Wind Power Plant Expansion Project | 170 | New construction of 220kV transformer station for Duyen Hai coastal wind power plant
2 | Thang Long Wind Power Plant Project (Phase 2) | 100 | Installing a step-up transformer at Thang Long Tra Vinh Power Plant, connecting it to the Thang Long Tra Vinh Power Plant line
3 | Duyen Hai 2 Wind Power Plant Expansion Project | 130 | Transition connection to 220kV substation Duyen Hai 2 Wind Power Plant connecting to 220kV Duyen Hai substation
| Ca Mau | 942
1 | Ngoc Hien - Vien An Dong Wind Power Plant | 100 | 110kV double-circuit transmission line, 110kV substation, Ngoc Hien - Vien An Dong power plant, forward connection on 1 circuit, 110kV transmission line, Vien An Dong power plant - An Dong 1 power plant
2 | Ngoc Hien - Tan An 2 Wind Power Plant | 150 | 110kV double circuit line Ngoc Hien Tan An 2 Power Plant - 220kV Ca Mau 3 Substation
3 | Ngoc Hien - Tan An 3 Wind Power Plant | 142 | 110kV double circuit line Ngoc Hien - Tan An 3 power plant - 220kV Ca Mau 3 substation
4 | Ngoc Hien - Tam Giang Tay 1 Wind Power Plant | 200 | 110kV double circuit line Ngoc Hien - Tam Giang Tay 1 power plant - 220kV Ca Mau 3 substation
5 | Nam Can - Tam Giang Dong Wind Power Plant | 100 | 110kV double circuit transmission line of Nam Can - Tam Giang Dong power plant - 220kV Ca Mau 3 substation
6 | Ngoc Hien - Dat Mui 1 Wind Power Plant | 50 | 110kV double circuit line, Ngoc Hien - Dat Mui 1 power plant substation - 110kV Ngoc Hien - Dat Mui power plant substation
7 | Ngoc Hien - Khai Long 4 Wind Power Plant | 100 | 110kV double circuit line Ngoc Hien - Khai Long 4 power plant, forward connection on 1 circuit Ngoc Hien - Dat Mui power plant line - 220kV substation Vien An power plant
8 | Tran Van Thoi - Phong Dien | 50 | 110kV double circuit transmission line 110kV

## Table_46
0 | 1 | 2 | 3
| Wind Power Plant |  | transformer station Tran Van Thoi - Phong Dien - 110kV Song Doc transformer station
9 | U Minh - Khanh Tien Wind Power Plant | 50 | 110kV double circuit transmission line U Minh - Khanh Tien power plant - 110kV U Minh substation
| Bac Lieu | 351
1 | Hoa Binh 9 Wind Power Plant | 200 | 220 kV line connecting from Hoa Binh 9 Power Plant to Hoa Binh 220 kV Substation
2 | Hoa Binh - Dong Hai 1 Wind Power Plant (Phase 1) | 151 | 220 kV line connecting from Hoa Binh - Dong Hai 1 Power Plant to Hoa Binh 9 220 kV Substation
| Tien Giang | 226
I | Tan Thanh 2 Wind Power | 226 | Construction of 220 kV transmission line connecting to 220 kV Go Cong substation

## Table_47
0 | 1 | 2 | 3 | 4 | 5 | 6
No. | Project | Expected capacity (MW) | Operational phase |  | Connection plan | Note
| An Giang Province | 80
1 | An Cu Solar Power Plant | 40 | 2025-2030 |  | No connection plan yet | Resolving difficulties according to Resolution 233/NQ-CP
2 | An Giang Solar Power Plant | 80 | 2025-2030 |  | No connection plan yet
| Ba Ria - Vung Tau Province | 50
1 | Phu My Solar Power Project | 50 | 2025-2030 |  | 110kV line connected to existing 110kV substation
| Bac Giang Province | 100
1 | Yen The Solar Power Plant | 50 | 2025-2030 |  | 110kV single circuit line connecting 110kV expanded busbar of 110kV Cau Go substation
2 | Solar power for Da Ong lake and Cau Re lake | 50 | 2025-2030 |  | 110kV single circuit line connecting 110kV busbar to 110kV Cau Go substation
| Bac Lieu Province | 50
1 | An Phuc Dong Hai solar power plant combined with battery storage system | 50 | 2025-2030 |  | 110kV double-circuit line connecting from An Phuc Dong Hai solar power plant substation combined with battery storage system to 110kV compartment of Gia Rai 220kV station.
| Ben Tre Province | 50
1 | Ben Tre Solar Power Plant | 50 | 2025-2030 |  | 110 kV Ben Tre Power Plant - 220 kV Binh Dai
| Binh Dinh Province | 500
1 | Hoai Duc Solar Power Plant | 50 | 2025-2030 |  | Construction of 110kV double-circuit transmission line from Hoai Duc Solar Power Plant's step-up station to the tie-in connection on the 110kV Hoai Nhon - Phu My transmission line
2 | Hoai Thanh Solar Power Plant | 60 | 2025-2030 |  | Construction of 110kV double-circuit transmission line from Hoai Thanh Solar Power Plant's step-up station to the tie-in connection on Hoai Nhon - Tam Quan 110kV transmission line
3 | Nui Mot Lake Solar Power Plant | 100 | 2025-2030 |  | Construction of 110kV double-circuit transmission line from the Nui Mot Lake Solar Power Plant's step-up station to the 110kV busbar of the existing Nhon Tan 110kV transformer station
4 | Phu My 1 Industrial Park Solar Power Plant | 100 | 2025-2030 |  | Connecting 35kV or 22kV to 220kV Phu My 2 Substation (located in Phu My Industrial Park)
5 | Phu My 2 Industrial Park Solar Power | 100 | 2025-2030 |  | Connecting 35kV or 22kV to 220kV Phu My 2 Substation (located

## Table_48
0 | 1 | 2 | 3 | 4 | 5 | 6
| Plant |  |  |  | in Phu My Industrial Park)
6 | Binh An 1 Solar Power Plant | 90 | 2025-2030 |  | Connecting 35kV or 22kV to 220kV Phu My 2 Substation (located in Phu My Industrial Park)
| Binh Duong Province |  | 50 | 1200
1 | Bau Bang Industrial Park Expansion | 50 | 2025-2030 |  | 22 kV double circuit line
2 | Cay Truong Industrial Park | 50 |  | 2031-2035 | 22 kV double circuit line
3 | Bau Bang 4 Industrial Park | 50 |  | 2031-2035 | 22 kV double circuit line
4 | Bau Bang 5 Industrial Park | 50 |  | 2031-2035 | 22 kV double circuit line
5 | Dau Tieng 1A Industrial Park | 50 |  | 2031-2035 | 22 kV double circuit line
6 | Dau Tieng 4 Industrial Park | 50 |  | 2031-2035 | 22 kV double circuit line
7 | Dau Tieng 5 Industrial Park | 50 |  | 2031-2035 | 22 kV double circuit line
8 | Bac Tan Uyen 4 Industrial Park | 50 |  | 2031-2035 | 22 kV double circuit line
9 | Bac Tan Uyen 5 Industrial Park | 50 |  | 2031-2035 | 22 kV double circuit line
10 | Phu Giao 3 Industrial Park | 50 |  | 2031-2035 | 22 kV double circuit line
11 | Phu Giao 1 Industrial Park | 50 |  | 2031-2035 | 22 kV double circuit line
12 | Binh Duong Riverside ISC Industrial Park | 50 |  | 2031-2035 | 22 kV double circuit line
13 | Tan Uyen 3 Industrial Park | 50 |  | 2031-2035 | 22 kV double circuit line
14 | Long Tan Solar Power Plant | 600 |  | 2031 -2035 | - Construction of 220kV Substation of Long Tan Solar Power Plant - Construction of a 220kV single-circuit line from Long Tan Solar Power Plant to Dau Tieng 1A Industrial Park. - Constructing a 220kV single-circuit line from Long Tan Solar Power Plant to connection to Dau Tieng 4 Industrial Park. - Constructing a 220kV single-circuit line from Long Tan Power Plant to connection to An Lap, An Lap 2, and An Lap 3 industrial clusters. - Constructing a 220kV single-circuit line from Long Tan Solar Power Plant to connection to Long Tan Industrial Cluster. - Constructing a 220kV single-circuit line from Long Tan Solar Power Plant to connection to Long Hoa 1 and 2 Industrial Clusters. - Constructing a 220kV single-circuit line from Long Tan Solar Power Plant to connection to Thanh An 1, 2, 3 Industrial Cluster.
| Binh Phuoc Province | 708.4 |  | 3650.2
1 | MT1 Solar Power | 24 | 2025-2030 |  | Connecting to Hoa Lu 110 kV Substation (or Switching Station adjacent to Hoa Lu 110 kV Substation) | Resolving difficulties according to Resolution
2 | MT2 Solar Power | 24 | 2025-2030 |  | Connecting to TC [Switching Station] 110 kV Substation of MT1 Solar Power Plant

## Table_49
0 | 1 | 2 | 3 | 4 | 5 | 6
3 | Loc Thanh 1-1 Solar Power | 40 | 2025-2030 |  | Connecting at 110 kV voltage level to Hoa Lu 110 kV substation | 233/NQ-CP
4 | Hai Ly Binh Phuoc Solar Power | 40 | 2025-2030 |  | Connecting to Loc Tan 220 kV Switching Station
5 | Floating solar power plant on Srok Phu Mieng hydropower lake (150MWp) | 120 | 2025-2030 |  | 110 kV line connecting 110 kV compartment at 220 kV Binh Long 2 station
6 | Thac Mo Solar Power Plant Phase 2 (100MWp) | 80 | 2025-2030 |  | Connecting to the 22kV double-circuit line of the existing Thac Mo solar power plant and the 220kV Binh Long 2 - 500kV Dak Nong line
7 | Phuoc Hoa Solar Power Plant (76MWp) | 60.4 | 2025-2030 |  | Connecting to 220kV compartment at 500kV Chon Thanh substation
8 | Thac Mo 2 Solar Power Plant (150MWp) | 120 | 2025-2030 |  | Connecting to 220kV Dong Binh Phuoc line - Binh Long branch - aluminum electrolysis branch
9 | Asia Thac Mo Floating Solar Power Plant (Thac Mo 5 Floating Solar Power Plant) 200MWp | 160 | 2025-2030 |  | Construction of 220kV Dong Binh Phuoc substation, capacity 200+300MVA (01 300MVA transformer for Asia Thac Mo 2 floating solar power plant project); Construction of 220kV 4- circuit transmission line from 220kV Dong Binh Phuoc substation to transfer on 2 circuits of 220kV Binh Long - Dak Nong aluminum electrolysis line.
10 | Minh Tam Solar Power Plant (50MWp) | 40 | 2025-2030 |  | Connecting to the busbar compartment at 220kV of Chon Thanh 500kV substation
11 | Phuoc Hoa Solar Power Plant (174MWp) | 139.2 |  | 2031-2035 | Connecting to 220kV compartment at 500KV Chon Thanh substation
12 | Thac Mo Solar Power Plant Phase 2 (275 MWp) | 220 |  | 2031-2035 | Connecting to 220kV Binh Long 2 - 500kV Dak Nong line
13 | Thac Mo 1 Solar Power Plant (200MWp) | 160 |  | 2031-2035 | Connecting to 220kV Dong Binh Phuoc line - Binh Long branch - aluminum electrolysis branch
14 | Asia Thac Mo 2 Floating Solar Power Plant (Thac Mo 6 Floating Solar Power Plant) 300MWp | 240 |  | 2031-2035 | Construction of 220kV Dong Binh Phuoc substation, capacity 200+300MV A (01 300MVA transformer for Asia Thac Mo 2 floating power plant project); Construction of 220kV 4-circuit transmission line from 220kV Dong Binh Phuoc substation to transfer on 2 circuits of 220kV Binh Long - Dak Nong aluminum electrolysis line
15 | Thac Mo Binh Phuoc Floating Solar Power Plant Complex (400MWp) | 320 |  | 2031-2035 | Tie-in connection of 220kV Binh Long 2 - 500kV Dak Nong line
16 | Can Don Floating Solar Power Plant (350MWp) | 280 |  | 2031-2035 | Construction of 110kV step-up station for floating power plant on Can Don hydropower lake, capacity 1x63MVA. Construction of 110kV double-circuit transmission line from 110kV step-up station for floating power plant on Can Don hydropower lake,

## Table_50
0 | 1 | 2 | 3 | 4 | 5 | 6
transferring on 110kV Bu Dop transmission line - Can Don hydropower
17 | Srok Phu Mieng Lake Solar Power Plant (Phase 2) (125MWp) | 100 |  | 2031-2035 | Connecting to 220kV compartment at Phuoc Long 220kV station
18 | Minh Tam Solar Power Project (300MWp) | 240 |  | 2031-2035 | Connecting to the busbar compartment at 220kV of Chon Thanh 500kV substation
19 | Loc Ninh Solar Power Plant 6,7,9,10,11,12 (1.000MWp) | 800 |  | 2031-2035 | Connecting to 220kV Loc Ninh - Binh Long 2 line
20 | Tan Hung 1 Solar Power Plant (55MWp) | 44 |  | 2031-2035 | Connecting to 220kV Loc Ninh - Binh Long 2 line
21 | Tan Hung 2 Solar Power Plant (55MWp) | 44 |  | 2031-2035 | Connecting to 220kV Loc Ninh - Binh Long 2 line
22 | Loc Thien Solar Power Plant (500MWp) | 395 |  | 2031-2035 | Connecting to 220kV Loc Ninh - Binh Long 2 line
23 | Hai Ly Binh Phuoc 2 Solar Power Plant (180MWp) | 144 |  | 2031-2035 | Connecting to 220kV Loc Ninh - Binh Long 2 line
24 | Gianty Solar Power Plant Alpha Group 1 (50MWp) | 40 |  | 2031-2035 | Connecting to 220kV Loc Ninh - Binh Long 2 line
| 25 Gelex 2 Solar Power Plant (210MWp) | 165 |  | 2031-2035 | Connecting to transformer AT2 of 22/220kV Gelex Binh Phuoc 1 solar power’s step-up station
26 | Tan Long Solar Power Plant (40MWp) | 32 |  | 2031-2035 | Connecting to 220kV Loc Ninh - Binh Long 2 line
27 | Khang Nam Solar Power Plant (90MWp) | 72 |  | 2031-2035 | Connecting to 220kV Loc Ninh - Binh Long 2 line
28 | Ninh Phuoc Solar Power Plant (100MWp) | 80 |  | 2031-2035 | Connecting to 220kV Loc Ninh - Binh Long 2 line
29 | Fecon Solar Power Plant (48.8MWp) | 39 |  | 2031-2035 | Connecting to 220kV Loc Ninh - Binh Long 2 line
30 | 50MWp Loc Ninh Solar Power Plant | 40 |  | 2031-2035 | Connecting to 220kV Loc Ninh - Binh Long 2 line
| 31 Nam La Solar Power Plant (100MWp) | 80 |  | 2031-2035 | Connecting to 220kV Loc Ninh - Binh Long 2 line
32 | An Khang Binh Phuoc Solar Power Plant (100MWp) | 80 |  | 2031-2035 | Connecting to 220kV Loc Ninh - Binh Long 2 line
| Binh Thuan Province |  | 524 | 266
1 | Song Binh Solar Power Plant Project | 200 | 2025-2030 |  | - 110 kV line from the factory connects to the 110 kV line of Dai Ninh - Phan Ri hydropower. - In case the above connection plan cannot be implemented or is not suitable for the actual power grid, consider adjusting the connection plan supplementing Song Binh 220 kV station and 220 kV transmission line connecting to Vinh Tan - Phan Thiet 220 kV | Resolving difficulties according to Resolution 233/NQ-CP

## Table_51
0 | 1 | 2 | 3 | 4 | 5 | 6
transmission line.
2 | Hong Liem 6.1 Solar Power Plant Project | 40 | 2025-2030 |  | 110 kV line connected to Hong Liem 3 Solar Power Substation
3 | Tan Xuan Solar Power Plant Project | 23.61 | 2025-2030 |  | 110 kV line connected to 110 kV [Switching Station], 220 kV Ham Tan substation
4 | Da Mi Solar Power Project Phase 2 | 70 | 2025-2030 |  | Using the transmission system of Da Mi Hydropower Plant (existing)
5 | Ham Thuan Solar Power Project Phase 1 | 100 | 2025-2030 |  | Using the transmission system of Ham Thuan Hydropower Plant (existing)
6 | Hong Phong 7 Solar Power Plant Project/Integrated Battery Storage | 40 | 2025-2030 |  | 220kV double-circuit transmission line, tie-in connection on 1 circuit 220kV Vinh Tan - Phan Thiet transmission line; 22/220kV substation | Battery storage with capacity 50MW/150M Wh
7 | Vinh Hao 6.2 Solar Power Plant Project | 110 | 2025-2030 |  | New construction of 22/110kV VH6.2 substation; New construction of 110kV VH6.2 transmission line - VH6 switching station; New construction of 110/220kV substation at 110kV VH6 switching station; New construction of 220kV VH6 transmission line - Transit 1 circuit 220kV Vinh Tan - Phan Ri transmission line
8 | Hong Phong 7.2 Solar Power Plant Project / Integrated battery storage | 24 | 2025-2030 |  | Installing an additional 01 22/220kV transformer at the 220kV substation of Hong Phong 7 Solar Power Plant | Battery storage with capacity 20MW/60M Wh
9 | Song Binh 4 Solar Power Plant Project (Phase 1) | 130 | 2025-2030 |  | Proposing plan for connection to 220 kV Song Binh substation connected to 220 kV Vinh Tan - Phan Thiet transmission line.
10 | Tan Duc 1 Solar Power Plant Project | 50 | 2025-2030 |  | Connect to 110 kV Ham Tan 2 - Tan Duc line
11 | Ham Thuan Solar Power Project Phase 2 | 126 |  | 2031-2035 | Using the transmission system of Ham Thuan Hydropower Plant (existing)
| 12 Da Mi Solar Power Project Phase 3 | 30 |  | 2031-2035 | Using the transmission system of Da Mi Hydropower Plant (existing)
13 | Song Binh 4 Solar Power Plant Project (Phase 2) | 70 |  | 2031-2035 | Connected to 220 kV Song Binh substation connected to 220 kV Vinh Tan - Phan Thiet transmission line.
Ca Mau Province
1 | Ngoc Hien Solar Power Plant | 50 | 2026-2030 |  | 110kV double circuit line of Ngoc Hien Power Plant - 220kV Nam Can; expansion of 110kV compartment of 220kV Nam Can substation
Da Nang City
1 | Solar Power Plant Project in Hoa Vang | 50 | 2026-2030 |  | 110 kV double circuit line, transit connection to 110 kV line, outgoing line 171 Cau Do substation – outgoing line 171 Da Nang

## Table_52
0 | 1 | 2 | 3 | 4 | 5 | 6
substation 500
| Dak Lak Province |  | 3010 | 4907
1 | KN Srepok 3 Solar Power | 304 | 2025-2030 |  | New construction of 500kV double circuit transmission line, tie-in connection on 500kV Pleiku 2 - Chon Thanh transmission line | Resolving difficulties according to Resolution 233/NQ-CP
2 | Ea Sup 1 Solar Power | 40 | 2025-2030 |  | No connection plan yet
3 | Ia Lop 1 Solar Power | 40 | 2025-2030 |  | No connection plan yet
4 | Solar power plant on Srepok 3 hydropower lake | 50 | 2028 |  | Construction of new 220kV single circuit transmission line connecting to 220kV Srepok 3 Hydropower Plant Substation (existing)
5 | Solar power plant on Buon Kuop 1 hydropower lake | 50 | 2028 |  | Construction of 110kV single circuit transmission line connecting to 110/220kV station of Buôn Kuốp Hydropower Plant (existing)
6 | Solar power plant on Ea Sup Thuong lake phase 1 | 452 | 2025-2030 |  | - Construction of 220kV double-circuit transmission line connecting to 500kV Krong Buk substation. - Expanding 02 220kV compartments at 500kV Krong Buk substation.
7 | Solar power plant on Krong Buk Ha lake 1,2 | 200 | 2025-2030 |  | Krong Buk Ha 1 (50MW): Construct new 110kV double-circuit line with tie-in connection to Ea Kar-Krong Buk 110kV line. Krong Buk Ha 2 (150MW): Construct a new 220kV double-circuit line with tie-in connection to the 220kV Krong Buk - Nha Trang line, circuit 1.
8 | Floating solar power plant on Krong H'nang hydropower lake | 100 | 2025-2030 |  | Construction of 220kV double circuit transmission line connecting on 02 circuits of 220kV Song Ba Ha - Krong Buk transmission line
9 | Solar power plant on Ea H'leo irrigation lake | 150 | 2025-2030 |  | New construction of 220kV transmission line with 04 circuits connected on 220kV busbar, 500kV substation, Ea Nam wind power plant
10 | Ea Sup 1 Solar Power Plant | 50 | 2025-2030 |  | New construction of 110kV single circuit transmission line connected to the busbar of 110kV Cu Mgar substation
11 | Ia Lop 1 Solar Power Plant | 50 | 2025-2030 |  | New construction of 110kV single circuit transmission line connected to the 110kV busbar side of the 500kV transformer station of Xuan Thien - Ea Sup solar power plant
12 | Solar power plant cluster in sub-zone 293, Cu M'lan commune | 500 | 2025-2030 |  | 500kV double circuit transmission line with tie-in connection to 500kV Pleiku 2-Chon Thanh transmission line
13 | Jang Pong 2 Solar Power Plant | 50 | 2025-2030 |  | 110kV single circuit line connecting to existing 110kV Jang Pong solar power plant substation
14 | Ia Rve Solar Power Plant (including 04 plants from number 1 to number 4) | 1000 | 2025-2030 |  | Construction of 110kV transmission lines connecting to the 110kV side of the 500kV Xuan Thien - Ea Sup substation; Expansion of

## Table_53
0 | 1 | 2 | 3 | 4 | 5 | 6
the 500kV Xuan Thien - Ea Sup solar power substation, capacity 900MVA
15 | MT power plant combined with medicinal plant cultivation, phase 1 | 230 | 2025-2030 |  | New construction of 220kV single circuit transmission line connected to 500kV Ea Nam substation
16 | Buon Don Solar Power Plant | 48 | 2025-2030 |  | 220kV double circuit transmission line, tie-in connection on 220kV transmission line, Srepok 4A hydropower - Srepok 4 hydropower
17 | Solar power plant on Ea Sup Thuong lake phase 2 | 500 |  | 2031-2035 | Shared Connection Line in Phase 1
18 | Solar power plant on Ea Sup Ha lake | 150 |  | 2031-2035 | Construction of 220kV transmission line connecting to 500kV Cu Mgar substation
19 | BCG Vu Bon grounded solar combined with semi-flooded power plant | 187 |  | 2031-2035 | Connecting 220kV voltage level to 500kV Renewable Energy 2 collector substation
20 | Rung Xanh Solar Power Plant | 1100 |  | 2031-2035 | Construction of 220kV double circuit transmission line connecting to 500kV Cu Mgar substation
21 | Ea Sup Solar Power Plant (including 05 plants from number 6 to number 10) | 1400 |  | 2031-2035 | Construction of 110kV transmission lines connecting to the 110kV side of the 500kV Xuan Thien - Ea Soup substation; Expansion of the 500kV Xuan Thien - Ea Sup solar power substation, capacity 900MVA; Construction of a new 500kV double-circuit transmission line, in-tie connection on the 500kV Pleiku 2 - Chon Thanh transmission line (circuit 2)
22 | MT Power Plant Combined with Medicinal Plant Cultivation, Phase 2 | 220 |  | 2031-2035 | Shared Connection Line in Phase 1
23 | Cu Kbang Solar Power Plant Cluster | 500 |  | 2031-2035 | Construction of 220kV double circuit transmission line connecting to 500kV Cu Mgar substation
24 | Ea Hleo Solar Power Plant | 50 |  | 2031-2035 | Construction of 220kV double circuit transmission line connected to 220kV Krong Buk - Pleiku 2 transmission line
25 | Ea Huar Solar Power Plant | 50 |  | 2031-2035 | Construction of 110kV single circuit line connecting 110kV busbar to 110kV Buon Don substation
| 26 VKSolar Power Plant -100MWp | 100 |  | 2031-2035 | Construction of 110kV double circuit transmission line connecting to the 110kV Cu M'gar - Buon Don transmission line
27 | Ia JLoi Solar Power Plant | 200 |  | 2031-2035 | Construction of 220kV single circuit line connecting to 500kV Cu Mgar substation
28 | Ea Bung Solar Power Plant | 450 |  | 2031-2035 | Construction of 220kV double circuit transmission line connecting to 500kV Cu Mgar substation
| Dak Nong Province | 893
1 | KN Buôn Tua Srah Solar Power | 312 | 2025-2030 |  | Phase 1: Construction of 220 kV Buôn Tua Srah floating solar | Resolving

## Table_54
0 | 1 | 2 | 3 | 4 | 5 | 6
[5 empty] | power plant with a capacity of 125 MVA; Construction of 220 kV Buôn Tua Srah floating solar power plant transmission line - 220 kV Buôn Tua Srah hydropower plant; Expansion of 1 220 kV compartment at Buôn Tua Srah hydropower plant switchyard; Phase 2: Install the second transformer, capacity 250MVA at Buôn Tua Srah floating solar substation; Increase the load capacity of the 220kV Buôn Kuốp - Buôn Tua Srah - Dak Nong line | difficulties according to Resolution 233/NQ-CP
2 | Cu Knia Solar Power | 144 | 2025-2030 |  | Constructing a 22/220 kV step-up transformer at Cu Knia Solar Power plant, capacity 160 MVA; Constructing a 220 kV switching station located near the expected connection location on the 220 kV Buôn Kuốp line - Aluminum Electrolysis Plant. Constructing a single-circuit 220 kV line from the 22/220 kV step-up transformer at Cu Knia Solar Power plant to the 220 kV switching station
3 | Ea TLinh Solar Power | 76 | 2025-2030 |  | Construction of 22/110kV step-up transformer at Ea Tling solar power plant, capacity (40+63)MVA; Construction of 110kV double-circuit transmission line from 22/110kV step-up transformer at Ea T'ling solar power plant, tie-in connection to 110kV transmission line Buon Kuop - Krong No
4 | Xuyen Ha Solar Power | 104 | 2025-2030 |  | Construction of 22/220 kV step-up transformer at Xuyen Ha power plant, capacity 1x125 MVA; Construction of 220 kV double-circuit transmission line from 22/220 kV step-up transformer at Xuyen Ha power plant, with tie-in connection to 220 kV transmission line Buon Kuop - Buon Tua Srah Hydropower Plant
5 | Duc An | 30 | 2025-2030 |  | Tie-in connection on 220 kV Dak Nong - Buon Kuop line
6 | Buon Kuop | 87 | 2025-2030 |  | 22/110kV busbar connection of Buon Kuop floating solar power plant, Dak Lak province
7 | Srepok 3 | 100 | 2025-2030 |  | 22/220kV busbar connection of Srepok 3 floating solar power plant, Dak Lak province
8 | Ea Po 1 Solar Power | 40 | 2025-2030 |  | 220kV busbar connection of 220kV Serepok 4 Hydropower Substation
| Dien Bien Province |  | 850 | 250
1 | Nam Po 1 Solar Power Plant | 150 | 2025-2030 |  | Connecting to 220kV transformer station of Envision Nam Po wind power plant via 220kV transmission line from 220kV transformer station of Nam Po 1 solar power plant
2 | Solar power project on Pa Khoang lake surface with integrated storage battery | 200 | 2025-2030 |  | 110kV double circuit line connected to 110kV [Switching Station] 220kV Dien Bien substation and expanding 02 110kV compartments at 220kV Dien Bien substation

## Table_55
0 | 1 | 2 | 3 | 4 | 5 | 6
3 | Dien Bien 1 Solar Power Plant | 300 | 2025-2030 |  | Connection to 220kV Dien Bien Station
4 | Solar power project on Trung Thu hydropower lake | 100 | 2025-2030 |  | Constructing new 35/110kV substation, connecting transit to existing 110kV line of Trung Thu Hydropower Plant
5 | Solar power project on Song Ma 3 hydropower lake | 100 | 2025-2030 |  | Constructing a 110kV substation at Song Ma 3 solar power plant with a capacity of 01 125MVA machine. Constructing a 110kV double-circuit transmission line, connecting to the 110kV busbar of Song Ma 3 substation.
6 | Anh Huy Solar Power Project | 50 |  | 2031-2035 | Connecting to the 110kV Tuan Giao - Trung Thu grid
7 | Rang Dong Solar Power Plant | 200 |  | 2031-2035 | Expected connection of Transit to 220kV line Son La - Dien Bien
| Dong Nai Province |  | 1069 | 3942
1 | KN Tri An floating solar power plant | 928 | 2025-2030 |  | Phase 1: Construction of new 110 kV double-circuit transmission line, connecting from 110 kV KN Tri An substation to 110 kV Vinh An substation. Phase 2: Construction of a new 500 kV double-circuit transmission line from the 500 kV KN Tri An substation, with tie-in connection to the 500 kV Song May - Tan Dinh transmission line. | Resolving difficulties according to Resolution 233/NQ-CP
2 | Tri An Solar Power | 101 | 2025-2030 |  | 110 kV and 22 kV voltage connection
3 | Ho Gia Ui Solar Power Plant (phase 1) | 40 | 2025-2030 |  | Tie-in connection on 220 kV Ham Thuan - Da Mi - Xuan Loc line
4 | Ho Gia Ui Solar Power Plant (phase 2) | 80 |  | 2031-2035 | Connecting to 220 kV Ho Gai Ui Solar Power Station (phase 1)
5 | Cau Dau Lake Solar Power Plant | 100 |  | 2031-2035 | Tie-in connection on 110 kV Xuan Loc - Cam My line
6 | Gia Mang Lake Solar Power Plant | 79 |  | 2031-2035 | Tie-in connection on 110 kV Xuan Loc - Xuan Truong line
7 | Quarry lake solar power (Tan Hanh lake, Binh Hoa lake, Tan Van lake, Hoa An lake, Tan Ban lake) | 100 |  | 2031-2035 | 22 kV double circuit line connected to existing 22 kV line and 110 kV Bien Hoa substation
8 | Tri An 1 Lake Solar Power | 500 |  | 2031-2035 | Construction of 35/500 kV Tri An Solar power Substation. Construction of 500 kV double-circuit transmission line with tie-in connection to 1 circuit of 500 kV Di Linh - Tan Dinh transmission line.
9 | Tri An 2 Lake Solar Power | 500 |  | 2031-2035
10 | Tri An 3 Lake Solar Power | 500 |  | 2031-2035
11 | Tri An 4 Lake Solar Power | 500 |  | 2031-2035
12 | Tri An 5 Lake Solar Power | 600 |  | 2031-2035 | New construction of 500 kV double-circuit transmission line, with tie-in connection on 01 circuit of 500 kV Di Linh - Tan Dinh transmission line
13 | Tri An 6 Lake Solar Power | 600 |  | 2031-2035 | New construction of 500 kV double-circuit transmission line, forward connection on 01 circuit of 500 kV Di Linh - Tan Dinh transmission line
14 | Solar power in semi-flooded areas | 160 |  | 2031-2035 | Tie-in connection on 110 kV line Kiem Tam - Dinh Quan 2 - Dinh Quan.

## Table_56
0 | 1 | 2 | 3 | 4 | 5 | 6
Connection to 110 kV busbar 110 kV Dinh Quan 2 station.
15 | Solar power for irrigation lake | 223 |  | 2031-2035 | Connection to the 22 kV, 110 kV and 220 kV grid of the area
| Dong Thap Province |  | 74 | 249
1 | Thap Muoi 1 Solar Power | 74 | 2025-2030 |  | Connected to 110kV Thap Muoi - Truong Xuan - Tam Nong line
2 | Thap Muoi 2 Solar Power | 99 |  | 2031-2035 | Connected to 110kV Thap Muoi - Truong Xuan - Tam Nong line
3 | Tan Hong Solar Power | 50 |  | 2031-2035 | Connected to 110kV Hong Ngu - Vinh Hung line
4 | Tam Nong Solar Power | 100 |  | 2031-2035 | 110kV An Long - Tam Nong Line
| Gia Lai Province | 1030
1 | IaLy -Gia Lai KN solar power plant | 400 | 2025-2028 |  | Constructing 2 new 500kV power lines of KN Ialy - Gia Lai power plant with tie-in connection to the 500kV Pleiku - Ialy hydropower plant (adjusted compared to the connection plan in Official Dispatch No. 1870/TTg-CN dated December 31, 2020 due to the difficulty in expanding the compartment at Ialy hydropower)
2 | Krong Pa 2 | 39.2 | 2025-2030 |  | 110 kV Krong Pa 2 Solar Power Substation, capacity of 2x25 MVA. Construction of 110 kV double-circuit transmission line with tie-in connection to 110 kV transmission line from Dak Srong 3A+3B hydropower to Krong Pa solar power. When 220 kV Krong Pa Substation is invested, research the conversion of the connection of Krong Pa 2 solar power to 220 kV Krong Pa Substationby 110 kV transmission line. | Resolving difficulties according to Resolution 233/NQ-CP
3 | Phu Thien | 32 | 2025-2030 |  | Construction of 110kV double circuit transmission line with tie-in connection on 110kV Chu Se - Ayun Pa transmission line
4 | Chu Ngoc phase 2 | 20 | 2025-2030 |  | Construction of 110 kV single circuit transmission line connected to 110 kV Krong Pa substation
5 | Trang Duc | 39.2 | 2025-2030 |  | 110 kV tstation at Trang Duc solar power, capacity 50 MVA; 110 kV transmission line connected to the 110 kV transmission line of Krong Pa - Dak Srong 3B hydropower plant. When the 220 kV Krong Pa transformer station is invested, research teh conversion of the connection of Trang Duc solar power plant to the 220 kV Krong Pa station using the 110 kV transmission line.
6 | Ayun Pa | 20 | 2025-2030 |  | 110 kV double circuit transmission line, tie-in connection on 110 kV Ayun Pa - Ea H'leo transmission line
7 | Ia R Suom - Bitexco - ToNa | 11.84 | 2025-2030 |  | Connect to 22 kv busbar of Dak Srong 3B Hydropower Plant
8 | Plei Tho Ga 1 floating solar power plant combined with battery storage system | 35 | 2025-2030 |  | Connecting with 220kV voltage level with tie-in connection to 220kV line of 500kV Pleiku - Krong Buk substation or connecting to 01 compartment of 220kV - 500kV Nhon Hoa substation
9 | Plei Tho Ga 2 floating solar power plant combined with battery storage | 20 | 2025-2030 |  | Connecting with 220kV voltage level with tie-in connection to 220kV line of 500kV Pleiku - Krong Buk substation or connecting

## Table_57
0 | 1 | 2 | 3 | 4 | 5 | 6
| system |  |  |  | to 01 compartment of 220kV - 500kV Nhon Hoa substation
10 | Ia Blu 4 Solar Power | 40 | 2025-2030 |  | Connecting by 220kV line to Nhon Hoa 500kV substation (in case Ia Blu 500kV substation changes its investment phase before 2030, such 220kV line would be connected to this station)
11 | Ia Blu 3 Solar Power | 40 | 2025-2030 |  | Connecting by 220kV line to Nhon Hoa 500kV substation (in case Ia Blu 500kV substation changes its investment phase before 2030, such 220kV line would be connected to this station)
12 | Ia Blu A Solar Power | 40 | 2025-2030 |  | Connecting by 220kV line to Nhon Hoa 500kV substation (in case Ia Blu 500kV substation changes its investment phase before 2030, such 220kV line would be connected to this station)
13 Nhon Hoa 2 Solar Power |  | 90 | 2025-2030 |  | - Construction of 220kV compartment, installation of 33/220kV transformer with capacity of 125MVA at 500kV substation of Nhon Hoa 1 Wind Power Plant. - Construction of 33 kV outgoing line to connect Inverter stations to the 33 kV compartment of the 33/220kV step-up transformer at the 500kV substation of Nhon Hoa 1 Wind Power Plant.
14 Nhon Hoa 1 Solar Power |  | 49 | 2025-2030 |  | - Construction of 220kV compartment, installation of 33/220kV transformer with capacity of 63MVA at 500kV substation of Nhon Hoa 1 Wind Power Plant. - Construction of 33 kV outgoing lines to connect Inverter stations to the 33 kV compartment of the 33/220kV step-up transformer at the 500kV substation of Nhon Hoa 1 Wind Power Plant.
15 | Nhon Hoa 1A Solar Power Plant combined with Battery Storage System | 49 | 2025-2030 |  | - Construction of 220kV compartment, installation of 33/220kV transformer with capacity of 63MVA at 500kV substation of Nhon Hoa 1 Wind Power Plant. - Construction of 33 kV outgoing lines to connect Inverter stations to the 33 kV compartment of the 33/220kV step-up transformer at the 500kV substation of Nhon Hoa 1 Wind Power Plant.
| Hanoi City |  | 280
1 | Suoi Hai Lake Floating Solar Power Plant | 120 | 2025-2030 |  | Connect to 110kV line to 110kV Ba Vi substation
2 | Dong Mo Lake Floating Solar Power Plant | 160 | 2025-2030 |  | Connect to 110kV line, 110kV station of National University
| Ha Tinh Province |  | 330 | 1336
1 | Son Quang Solar Power Plant | 23.2 | 2025-2030 |  |  | Resolving difficulties according to Resolution

## Table_58
0 | 1 | 2 | 3 | 4 | 5 | 6
233/NQ-CP
2 | Cam Lac Solar Power Plant | 100 |  | 2031-2035 | 220kV double circuit transmission line with transit connection to 220kV Ha Tinh - Vung Ang transmission line
3 | Ky Son Solar Power Plant Phase 1 | 50 | 2025-2030 |  | 220kV single circuit line connected to busbar of 220kV Vung Ang substation (new construction of compartment)
4 | Ky Son Solar Power Plant Phase 2 | 200 |  | 2031-2035 | 220kV single circuit line connected to busbar of 220kV Vung Ang substation (new construction of compartment)
5 | Solar power projects on irrigation canals | 59.4 | 2025-2030 |  | Distribution grid and medium voltage grid along the canal
6 | Solar power projects on irrigation canals | 571 |  | 2031-2035 | Distribution grid and medium voltage grid along the canal
7 | Song Rac Floating Solar Power Plant Phase 1 | 180 | 2025-2030 |  | Construction of 35/500kV Step-up Station of Song Rac Solar Power and 500kV single-circuit transmission line connecting the Plant with 500kV Ha Tinh Substation; Expansion of 01 500kV compartment at 500kV Ha Tinh Substation
8 | Song Rac Floating Solar Power Plant Phase 2 | 220 |  | 2031-2035 | Construction of 35/500kV Step-up Station of Song Rac Solar Power and 500kV single-circuit transmission line connecting the Factory with 500kV Ha Tinh Substation; Expansion of 01 500kV bay at 500kV Ha Tinh Substation
9 | Ke Go 1 Floating Solar Power Plant Phase 1 | 100 | 2025-2030 |  | Construction of new 220kV transmission line connecting to 220kV busbar of 500kV Ha Tinh substation
10 | Ke Go 1 Floating Solar Power Plant Phase 1 | 100 |  | 2031-2035 | Construction of new 220kV transmission line connecting to 220kV busbar of 500kV Ha Tinh substation
| 11 Ke Go 2 Floating Solar Power Plant | 145 |  | 2031-2035 | Connecting to 220kV substation of Ke Go 1 floating solar power plant
| Hau Giang Province | 50 |  | 372
1 | Sao Mai 1 Solar Power | 50 | 2025-2030 |  | 110kV single circuit transmission line with transit connection to 110kV Long My - Hong Dan transmission line
2 | Sao Mai 1 Solar Power (expansion) | 172 |  | 2031-2035 | Construction of 4-circuit with tie-in connection on 220kV double- circuit line Soc Trang 2 - Chau Thanh - O Mon. Construction of new 33/220kV - 450MVA transformer station
3 | Sao Mai 2 Solar Power | 200 |  | 2031-2035 | Construction of 4-circuit line with tie-in connection on 220kV double-circuit line of Ca Mau - O Mon Thermal Power. Construction of new 33/220kV - 250MVA transformer station
| Hue City |  | 290 | 950
1 | Phong Hoa Solar Power Plant | 40 | 2025-2030 |  | 110 kV double circuit transmission line with tie-in connection on 110 kV line of Phong Dien 2 solar power to 220 kV Phong Dien substation | Resolving difficulties according to

## Table_59
0 | 1 | 2 | 3 | 4 | 5 | 6
Resolution 233/NQ-CP
2 | A Luoi Solar Power Plant | 105 | 2025-2030 |  | New construction of 220kV single circuit transmission line connecting to 220kV station of A Luoi Hydropower Plant with outgoing lines to A Luoi - Phong Dien
3 | Dien Huong Solar Power Plant | 95 | 2025-2030 |  | New construction of 110 kV single circuit line connected from 110 kV busbar of 22/110 kV substation of Dien Huong Solar Power Plant connected to busbar of My Thuy 110 kV transformer station .
4 | Phong Dien III Solar Power Plant | 50 | 2025-2030 |  | Construction of new 110 kV single circuit transmission line connecting to Phong Dien II 110 kV substation
5 | Cau Hai Solar Power (Phase 1) | 350 |  | 2031-2035 | 4-circuit 220 kv with tie-in connection on 220 kv line Hue - Hoa Khanh
6 | Tam Giang Solar Power | 600 |  | 2031-2035 | 220 kV double circuit line connected to Phong Dien 220 kV substation
| Khanh Hoa Province |  | 100
1 | Ninh Sim Solar Power | 32 | 2025-2030 |  |  | Resolving difficulties according to Resolution 233/NQ-CP
2 | Long Son Solar Power Plant - Phase 2 | 100 | 2026 |  | Connect to 220 kV Van Phong substation on the basis of utilizing the connection infrastructure of Long Son solar power plant phase 1, build 06-circuit 22 kV transmission lines from Long Son solar power plant phase 2 to Long Son solar power switchyard phase 1
| Kien Giang Province |  | 400
1 | Solar power on Giang Thanh 1 shrimp pond | 400 | 2026-2030 |  | 220kV level connection to existing Kien Binh 220kV substation: - At the 35/220kV substation of solar power project on Giang Thanh 1 shrimp pond,install 02 35/220kV transformers - (2x250) MVA and 02 220kV feeder bays to Kien Binh substation; - Construction of 220kV double-circuit transmission line to 220kV Kien Binh substation; - Construction of 02 220kV expansion feeder bays at Kien Binh 220kV substation.
| Kon Tum Province |  | 550
1 | KN Ialy Kon Tum Solar Power | 160 | 2025-2028 |  | Construction of a 110kV double-circuit transmission line from the 35/110kV step-up station at KN Ialy Kon Tum Solar Power Plant to the 35/110/500kV step-up station at KN Ialy - Gia Lai Solar | Resolving difficulties according to

## Table_60
0 | 1 | 2 | 3 | 4 | 5 | 6
[5 empty] | Power Plant (adjusted compared to the connection plan in Official Dispatch No. 1870/TTg-CN dated December 31, 2020). | Resolution 233/NQ-CP
2 | Ia Toi DT Solar Power | 140 | 2025-2030 |  | Connecting by 220kV double circuit transmission line to 220kV transmission line of Se San 3 A Hydropower Plant - 500kV Pleiku Substation
3 | Dak Ro Sa Solar Power | 50 | 2025-2030 |  | 110kV single circuit line connected to 110kV Tan Mai Dak To substation
4 | FSI Plei Krong Solar Power (on Plei Krong Hydropower lake) - Phase 1 | 75 | 2025-2030 |  | Connecting by 220kV line to 220kV Kon Tum substation
5 | Pleikrong DK Floating Solar (Phase 1) | 40 | 2025-2030 |  | Connecting by 220kV line to 220kV Kon Tum substation
6 | Ya Tang Solar Power | 60 | 2025-2030 |  | Tie-in connection to 220kV line of Se San 3A - Se San 3 substation by 220kV line
7 | Se San 3A Solar Power (on Se San 3A Hydropower Lake) - Phase 1 | 25 | 2025-2030 |  | 220kV Se San 3A Solar Power Station - 60MVA; 220kV single circuit transmission line Se San 3A Solar Power Station - Se San 3A Hydropower; 220kV single-compartment MR at Se San 3A Hydropower’s Switchyard
| Lai Chau Province | 1060 |  | 420
1 | Ban Chat 1 Solar Power | 250 | 2025-2030 |  | 220kV NR Solar Power Line of Ban Chat 1 (220kV Line Ban Chat - Huoi Quang)
2 | Ban Chat 2 Solar Power | 300 | 2025-2030 |  | 220kV NR Solar Power Line of Ban Chat 2 (220kV Line Ban Chat - Huoi Quang)
3 | Huoi Quang 1 Solar Power | 100 | 2025-2030 |  | 110kV Line 110kV Substation Huoi Quang 1 Solar Power Plant - 220kV Substation Huoi Quang 2, 3 Solar Power Plants
4 | Huoi Quang 2 Solar Power | 140 | 2025-2030 |  | 220kV Huoi Quang 2,3 substation, capacity 450MVA and 220kV transmission line with transit connection on 220kV Huoi Quang - Than Uyen transmission line
5 | Huoi Quang 3 Solar Power | 100 | 2025-2030 |  | 35kV line of Huoi Quang 3 Solar Power Plant - 220kV substation of Huoi Quang 2, 3 Solar Power Plant
6 | Nam Manh Solar Power | 80 | 2025-2030 |  | 110kV single circuit Nam Manh Solar Power - 220kV Nam Hang – 500kV Lai Chau substation
7 | Nam Hang Solar Power | 90 | 2025-2030 |  | 220/110/35kV Nam Hang substation, capacity (250+125) MVA and 220kV double circuit Nam Hang solar power transmission line - 500kV Lai Chau substation
8 | Floating solar power on Lai Chau hydropower lake | 120 |  | 2031-2035 | 220 kV 04-circuit floating solar power lines on Lai Chau hydropower lake - Lai Chau - Muong Te branch | Progress can be pushed forward to phase 2025- 2030 if
9 | Floating solar power on Ban Chat Lake | 200 |  | 2031-2035 | 220 kV double-circuit floating solar power transmission line on Ban Chat hydropower lake - Than Uyen - Ban Chat branch; 220

## Table_61
0 | 1 | 2 | 3 | 4 | 5 | 6
[5 empty] | kV double-circuit floating solar power transmission line on Ban Chat hydropower lake - Than Uyen - Huoi Quang branch | conditions are favorable.
10 | Huoi Quang 1 floating solar power (on Huoi Quang rhydorpower lạke) | 50 |  | 2031-2035 | 220 kV double circuit line of Huoi Quang 1 floating solar power - Than Uyen - Ban Chat branch
11 | Huoi Quang 2 floating solar power (on Huoi Quang hydropower lake) | 50 |  | 2031-2035 | 220 kv double circuit line of Huoi Quang 1 - Than Uyen - Huoi Quang branch
| Lam Dong Province |  | 336 | 70
1 | Tam Bo Solar Power | 40 | 2025-2030 |  | Tie-in connection on 110 kV Di Linh - Da Dang 3 line | Resolving difficulties according to Resolution 233/NQ-CP
2 | Floating solar power on Dai Ninh hydropower lake | 96 | 2025-2030 |  | Tie-in connection on 220kV Duc Trong - Di Linh line
3 | Floating solar power on Dong Nai 2 hydropower lake | 240 | 2025-2030 |  | Connecting with 220kV line to Dong Nai 2 Hydropower
4 | Floating solar on Krong No 3 hydropower lake | 70 |  | 2031-2035 | Construction of 22/110 kV step-up transformer station of Krong No 3 power plant
| Long An Province |  | 268 | 116
1 | TTC Duc Hue 2 Solar Power Plant | 41.4 | 2025-2030 |  | 110 kV line connecting existing TCI110kV TTC Duc Hue 1 solar power plant to 110 kV [Switching Station] 110 kV Duc Hue substation | Resolving difficulties according to Resolution 233/NQ-CP
2 | Solar Park 7 Solar Power Plant | 80 | 2025-2030 |  | - 220 kV line from 220 kV Solar Park solar power substation connected to 220 kV busbar of 500 kV Duc Hoa substation. Expanding 220 kV compartment at 500 kV Duc Hoa substation. - Install a 220 kV transformer with a capacity of 125 MVA at the 220 kV Solar Park solar power substation. - Construction of medium voltage underground cables connecting to the 125 MVA transformer at the 220 kV Solar Park solar power substation.
3 | RedSun Solar Power Plant | 60 | 2025-2030 |  | Connect to the existing 110kV busbar of Gaia Solar Power Plant via the 110kV double-circuit line to transmit electricity from Gaia Solar Power Plant to the 220kV Long An 2 station.
4 | Duc Hue VNT 1 Solar Power | 40 | 2025-2030 |  | 220 kV single circuit line of Duc Hue VNT 1 solar power plant connected to 220kV busbar of 550kV Duc Hoa substation. Installation of transformer T1 with capacity of 63MVA

## Table_62
0 | 1 | 2 | 3 | 4 | 5 | 6
5 | Duc Hue VNT 2 Solar Power | 30 | 2025-2030 |  | Installing T2 transformer with capacity of 63MVA at Duc Hue VNT 1 Solar Power Plant
6 | Solar Park 06 Solar Power Plant (Phase 1) | 16.6 | 2025-2030 |  | Installing 1 220 kV transformer, capacity 63 MVA at 220 kV Solar Park solar power substation. Constructing medium voltage underground cables connecting to 63 MVA transformer at 220 kV Solar Parksolar power substation.
7 | Solar Park 06 Solar Power Plant (Phase 2) | 36 |  | 2031-2035 | Installing 1 220 kV transformer, capacity 63 MVA at 220 kV Solar Park solar power station. Constructing medium voltage underground cables connecting to 63 MVA transformer at 220 kV Solar Park solar power substation.
8 | Solar Park 8 Solar Power Plant | 80 |  | 2031-2035 | Install 1 220 kV transformer, capacity 63 MVA at 220 kV Solar Park solar power substation. Construct medium voltage underground cables connecting to 63 MVA transformer at 220 kV Solar Park solar substation
| Nghe An Province |  | 360
1 | Khe Go Lake Solar Power Plant | 200 | 2025-2030 |  | Connection to 110kV busbar of 220kV Quynh Luu substation | Resolving difficulties according to Resolution 233/NQ-CP
2 | Vuc Mau Lake Floating Solar Power Plant | 160 | 2025-2030 |  | Tie-in connection to 220kV Quynh Luu - Nghi Son line
| Ninh Thuan Province |  | 1924 | 3819.5
1 | Phuoc Thai 2 Solar Power Plant | 87 | 2025-2030 |  | Connect to 22 kV busbar of 220 kV Phuoc Thai substation | Resolving difficulties according to Resolution 233/NQ-CP
2 | Phuoc Thai 3 Solar Power Plant | 43.5 | 2025-2030 |  | Connect to 22 kV busbar of 220 kV Phuoc Thai substation
3 | Phuoc Huu 2 Solar Power Plant | 184 | 2026 |  | Construction of 220kV double circuit transmission line connecting to 220kV Ninh Phuoc substation
4 | Phuoc Trung Solar Power Plant | 40 | 2026 |  | Construction of 220kV double circuit transmission line with tie-in connection to the 220kV Thap Cham - Nha Trang transmission line
5 | Bac Ai 7 solar power plant Song Cai lake | 70 | 2025-2030 |  | Construction of 220kV double circuit transmission line from Bac Ai lake solar power plant uiwth transit connection on 220kV Thap Cham - Da Nhim transmission line
6 | Nhi Ha Solar Farm solar power | 80 | 2025-2030 |  | Construction of 220kV single circuit line Connected to 220kV busbar of 500/220kV Thuan Nam substation
7 | Song Sat lake Solar power | 70 | 2025-2030 |  | Construction of 220kV double circuit transmission line from Ho Song Sat Solar Power Plant with transit connection on 220kV Thap Cham - Nha Trang transmission line
8 | Dong Quan The Solar Power Plant | 250 | 2025-2030 |  | Tie-in connection to 220kV Vinh Tan line - 220kV Quan The switching station, construction of 35/220kV Dong Quan The

## Table_63
0 | 1 | 2 | 3 | 4 | 5 | 6
substation with a scale of 03 35/220kV transformers with a capacity of 160MVA, 220kV double-circuit line from 35/220kV Dong Quan The substation iwth tie-in connection on 220kV Quan The [Switching Station] - 220/500kV Vinh Tan substation.
9 | My Son - Hoan Loc Viet Phase 2 | 50 | 2025-2030 |  | Connection to 220kV My Son - Hoan Loc Viet substation (existing of Phase 1)
| 10 Hacom Solar solar power Phase 2 | 50 | 2025-2030 |  | Connection to 220kV compartment of 220kV Hacom Solar Power Solar Plant’s Substation
11 | CK7 Lake Solar Power Project | 50 | 2025-2030 |  | Tie-in connection on 220kV Ninh Phuoc - Thuan Nam line
| 12 Ninh Phuoc Solar Power 6.3 | 50 | 2025-2030 |  | Construction of 220kV double-circuit transmission line from 220kV substation of Ninh Phuoc 6.3 solar power plant with transit connection on 220kV Ninh Phuoc - 500kV Ninh Son transmission line
13 | Song Than Lake Solar Power | 50 | 2025-2030 |  | 220kV double-circuit Line from Ho Song Than solar power - 500kV Ninh Son Double Circuit Substation
| 14 Hoa Son Doc Dai Solar Power | 400 | 2025-2030 |  | 220kV double-circuit line from Hoa Son Doc Dai Solar Power - 500kV Ninh Son Substation
15 | Bac Ai 1 Solar Power | 150 | 2025-2030 |  | Construction of 220kV double-circuit transmission line from Bac Ai 1 solar power plant with tie-in connection to the 220kV Da Nhim - Thap Cham 2 transmission line
16 Ninh Son 1 Solar Power |  | 73.5 | 2025-2030 |  | Construction of 220kV double-circuit transmission line from 220kV substation of Ninh Son 1 solar power with transit connection on 220kV Ninh Phuoc transmission line - 500kV Ninh Son substation
| 17 Dong Quan The 2 Solar Power Plant | 50 | 2025-2030 |  | Connect to the 220kV Quan The switching station with the following volume: - Invest in T2 35/220kV - 63MVA transformer at the backup location of BIM 3 substation and synchronous equipment, complete the connection diagram of BIM 3 220kV substation - Expand 1 outgoing compartment of 220kV BIM 3 substation to Quan The switching station - String 2 circuits of 220kV BIM3 lines - Quan The switching station. - Expanding 1 220kV compartment at Quan The Switching Station (271)
| 18 Hoa Son Suoi Ong 4 Solar Power | 350 | 2025-2030 |  | 220kVdouble-circuit line from Hoa Son Suoi Ong 4 Solar Power - 500kV Ninh Son Substation
19 | Expanded Phuoc Ninh Solar Power Plant phase 2 | 50 | 2025-2030 |  | Construction of 220kV ACSR 2x330 double-circuit transmission line from 220kV Phuoc Ninh step-up substation to expand tie-in connection on 220kV transmission line from 500kV Thuan Nam

## Table_64
0 | 1 | 2 | 3 | 4 | 5 | 6
substation to 500kV Vinh Tan substation
| 20 Nhi Ha Solar Farm (Phase 2) | 50 |  | 2031-2035 | Construction of 220kV single circuit line connected to 220kV busbar of 500/220kV Thuan Nam substation
21 | CK7 lake solar power project (Phase 2) | 100 |  | 2031-2035 | Tie-in connection on 220kV Ninh Phuoc - Thuan Nam line
| 22 Ninh Phuoc 7 Solar Power Project | 200 |  | 2031-2035 | Tie-in connection on 220kV Ninh Phuoc - Ninh Son line
23 | Dong Quan The Solar Power Plant (Phase 2) | 50 |  | 2031-2035 | Dong Quan The Power Plant connects to the 220kV Vinh Tan line - 220kV Quan The switching station, builds Dong Quan The 35/220kV substation with a scale of 03 35/220kV transformers with a capacity of 160MVA and 02 outgoing feeders of 220kV transmission line, and reserves a position for 01 220kV transmission line feeder to 220kV Ca Na substation. - 220kV double-circuit line from 35/220kV Dong Quan The substation, with tie-in connection on 220kV line of Quan The [Switching Station] - 220/500kV Vinh Tan substation
| 24 Hoa Son Suoi Ong 4 Solar Power | 50 |  | 2031-2035 | 220kV Line of Hoa Son - Suoi Ong Bon Solar Power - 500kV Ninh Son Double Circuit Substation
25 | Bac Ai 7 solar plant Song Cai lake | 60 |  | 2031-2035 | with transit connection on 220kV Thap Cham - Da Nhim line
26 Ninh Phuoc Solar Power |  | 276 |  | 2031-2035 | Tie-in connection on 1 circuit of Ninh Phuoc 220kV line - Ninh Son 500kV substation; with the following investment and construction items to serve the connection: - Constructing a new 220kV Ninh Phuoc Solar Power Substation with a capacity of 2x150MVA to collect the capacity of Ninh Phuoc Solar Power Plant; - Construction of a 220kV double-circuit transmission line connecting Ninh Phuoc Solar Power Plant to a 500kV Ninh Son substation via tie-in connection on a single circuit 220kV line.
27 | Ba Rau Lake Solar Power | 80 |  | 2031-2035 | Construction of 220kV double circuit transmission line with tie-in connection to the 220kV Cam Ranh - Thap Cham transmission line
28 | Expanded Phuoc Ninh Power phase 2 | 38 |  | 2031-2035 | Construction of 220kV double-circuit transmission line from 220kV step-up substation of the expanded Phuoc Ninh solar power, with tie-in connection on 220kV transmission line from 500kV Thuan Nam station 1 to 500kV Vinh Tan station
29 | Tra Co Lake Solar Power | 40 |  | 2031-2035 | Construction of 2 ciruits of 220kV lines of Tra Co lake solar power with tie-in connection onto single ciruit 220kV line from Thien Tan solar power to Nha Trang solar power
30 | 7A Solar Power | 50 |  | 2031-2035 | Collecting power to the existing 110kV substation of 7A wind

## Table_65
0 | 1 | 2 | 3 | 4 | 5 | 6
power plant by 22kV double-circuit transmission line (transmitting to the national grid by 110kV double-circuit transmission line from 7A wind power plant to 220kV Ninh Phuoc substation
31 | Cho Mo Lake Solar Power Project | 80 |  | 2031-2035 | Tie-in connection on 220kV Thap Cham - Da Nhim line
| 32 Nhi Ha Solar Power - Phase 2 | 150 |  | 2031-2035 | Upgrading the capacity of Nhi Ha 220kV solar power substation from 63MVA to (63+150)MVA
| 33 Nui Mot Lake 2 Solar Power | 80 |  | 2031-2035 | Construction of a single-circuit 220kV transmission line from the 220kV substation of Nui Mot 2 Lake Solar Power to the 220kV Ninh Phuoc substation
34 | Tan Giang Lake Solar Power | 50 |  | 2031-2035 | Connecting with 220kV voltage level to 220kV substation of Thien Tan 1.2 solar power plant. Investment items for construction of 220kV line and substation serving connection are as follows: + Construction of 22/220kV Tan Giang Lake Power Plant Substation with capacity of 1x50MVA; + Construction of 220kV single circuit line connected to 220kV substation of Thien Tan 1.2 solar power plant + Investing in expanding 1 compartment of 220kV transmission line at 220kV substation of Thien Tan 1.2 solar power plant.
35 | Ta Ranh Lake Solar Power | 39.5 |  | 2031-2035 | 220kV voltage level connection to 220kV substation of Thien Tan 1.2 power plant
36 | Thuan Nam 11 Solar Power | 50 |  | 2031-2035 | Tie-in connection on 220kV Vinh Tan - Ninh Phuoc line
37 Hon Kho Solar Power |  | 120 |  | 2031-2035 | Tie-in connection on 01 circuit of 220kV Thap Cham - Nha Trang transmission line
38 | Bac Ai 14 Solar Power Plant | 80 |  | 2031-2035 | 110kV double circuit line of Bac Ai 14 solar power plant - 220kV Thap Cham substation
| 39 HIEU THIEN solar power plant | 120 |  | 2031-2035 | Connecting to 220kV busbar 220kV Ninh Phuoc substation
40 | Phuoc Chien Solar Power Plant | 200 |  | 2031-2035 | Tie-in connection of 220kV line from Bac Son wind power plant to the 220kV Nha Trang - Thap Cham line
41 | Tay Quan The Solar Power Plant | 100 |  | 2031-2035 | Connect to the 110kV compartment of the existing 35/110/220kV- 250MVA transformer of the 220kV Substation of Bim 2 Solar Power. Connect to the 220kV grid via the 220kV BIM2 line - Quan The switching station - Vinh Tan - Thuan Nam branch; - Expand 1 compartment of 220kV BIM 2 substation - String 2 circuits of 220kV BIM2 line - Quan The switching station; - Expand 1 220kV compartment at the backup location at Quan The Switching Station (276).
42 | Tri Hai Solar Power Plant | 100 |  | 2031-2035 | Tri Hai solar power plant connects to 220kV Tri Hai wind power plant substation with the following volume:

## Table_66
0 | 1 | 2 | 3 | 4 | 5 | 6
- Investment in T2 33/220kV transformer - capacity 125MVA. Tri Hai solar power plant connects to T2 transformer. - Investing in expanding 220kV bays at Tri Hai 220kV wind power plant substation synchronized with T2 transformer.
43 | Nhi Ha 5 Solar Power Project Combined with Green Hydrogen Production | 160 |  | 2031-2035 | Construction of 220kV station connecting to 220kV Nhi Ha (250+125)MVA
44 | Thuan Nam 1 Solar Power Project Combined with Green Hydrogen Production | 140 |  | 2031-2035 | Construction of 220kV relay station on 2 circuits Phuoc Thai - Ninh Phuoc (250+125) MVA
| 45 Ninh Son 2 Solar Power Plant | 90 |  | 2031-2035 | Proposal to build a 220kV switching station connected to the 500kV Ninh Son station
46 | Bac Ai 2 Solar Power Plant | 160 |  | 2031-2035 | Construction of 220kV switching station connecting to 500kV Ninh Son substation
47 | Bac Ai 3 Solar Power Plant | 200 |  | 2031-2035 | Proposal to build a 220kV switching station connected to the 500kV Ninh Son transformer station
| 48 Nhi Ha Solar Power Plant | 100 |  | 2031-2035 | Construction of 110kV double-circuit transmission line from Nhi Ha 110kV transformer station to connection to Ca Na Industrial Park 110kV transformer station
49 | Thai Vinh 1 Solar Power Project | 120 |  | 2031-2035 | 220kV forward connection on 2 circuits of 220kV Thap Cham Phuoc Thai transmission line - (2x250)MVA
50 | Thai Vinh 2 Solar Power Project | 120 |  | 2031-2035 | 220kV forward connection on 2 circuits of 220kV Thap Cham Phuoc Thai transmission line - (2x250)MVA
| 51 Quang Son 2 Solar Power Project | 96 |  | 2031-2035 | 220kV connection to 500kV Ninh Son - (250+150) MVA, shared connection with Quang Son 1
52 | Thai Vinh 3 Solar Power Plant | 120 |  | 2031-2035 | Construction of 220kV station connecting to 220kV Phuoc Thai - 250MVA
53 | Bac Ai 11 Solar Power Plant with Battery Energy Storage System (BESS) | 100 |  | 2031-2035 | Connecting Bac Ai 11 solar power plant by double-circuit transmission on 220kV Ninh Phuoc - Thap Cham line
54 | Phuoc Ha Solar Power Plant with Battery Energy Storage System (BESS) | 100 |  | 2031-2035 | Expected to forward connect to 01 circuit of 220 kV Thuan Nam - Ninh Phuoc line
55 | Bac Ai Solar Power Plant 1.1 | 150 |  | 2031-2035 | Constructing new 22kV/220kV substation, capacity 2x125MVA, forward connection on existing 220kV Da Nhim - Nha Trang line
| Phu Tho Province |  | 100
1 | Concentrated solar power | 100 | 2026-2030 |  | Connection to medium and low voltage grid
| Phu Yen Province |  | 955

## Table_67
0 | 1 | 2 | 3 | 4 | 5 | 6
1 | Floating solar power plant on Song Hinh lake | 200 | 2025-2030 |  | 110kV line connected to 110kV Song Hinh Hydropower Substation
2 | Floating solar power plant of Song Hinh Lake 3 | 200 | 2025-2030 |  | 110kV line connected to 110kV Song Hinh Hydropower Substation
3 | Floating solar power plant on the lake of Song Ba Ha Hydropower Plant | 220 | 2025-2030 |  | Construction of 220kV floating solar power substation Song Ba Ha with capacity of 50MVA. Construction of floating 220kV solar power line Song Ba Ha - Song Ba Ha Hydropower Plant.
4 | Tay Hoa 1 Solar Power Plant | 50 | 2025-2030 |  | 110 kV Line Connected to 220kV Tay Hoa 3 Solar Power Station
5 | Tay Hoa 2 Solar Power Plant | 60 | 2025-2030 |  | Forward connection to 110kV Son Hoa - 220kV Tuy Hoa line
6 | Tay Hoa 3 Solar Power Plant | 70 | 2025-2030 |  | Transfer to 220kV line Tuy Hoa Substation - Song Ba Ha Hydropower Plant
7 | Da Loc Phu Yen Solar Power Plant | 55 | 2025-2030 |  | 110kV line connected to Dong Xuan 110kV substation
8 | Xuan Quang Phu Yen Solar Power Plant | 100 | 2025-2030 |  | 110kV line connected to Dong Xuan 110kV substation
| Quang Binh Province |  | 410
1 | Le Thuy Solar Power Plant | 60 | 2025-2030 |  | Construction of 220kV Le Thuy solar power station with capacity of 2xl25MVA; Construction of new double-circuit transmission line connecting to 220kV Le Thuy solar power station, relaying on 1 circuit of 220kV Dong Ha - B&T1 transmission line.
2 | Quang Binh 1 Solar Power Plant | 120 | 2025-2030 |  | Transition to 220kV double circuit Dong Hoi - Ba Don
3 | Quang Binh 2 Solar Power Plant | 80 | 2025-2030 |  | Transition to 220kV double circuit Dong Hoi - Ba Don
4 | Solar power project integrated with 240 MWh battery storage system in Quang Binh | 150 | 2025-2030 |  | Connect to line 220 kV BT1 substation and 220 kV BT2 substation
| Quang Ngai Province | 140
1 | Dam Nuoc Man Solar Power Plant | 40 | 2025-2030 |  | Connection at 110 kV voltage level | Resolving difficulties according to Resolution 233/NQ-CP
2 | Lam Binh Solar Power Plant | 100 | 2025-2030 |  | Transition connection on 220 kV Quang Ngai - Phu My line
| Quang Ninh Province |  | 390
1 | Yen Lap Lake Solar Power Plant | 140 | 2025-2030 |  | 220kV double circuit transmission line transit connection to 220kV Trang Bach - Yen Hung - Uong Bi Thermal Power Plant transmission line
2 | Khe Che Lake Solar Power Plant | 50 | 2025-2030 |  | 220kV double circuit transmission line transit connection to 220kV Pha Lai - Mao Khe Thermal Power Plant transmission line
3 | Quat Dong Lake Solar Power Plant | 50 | 2025-2030 |  | 110kV double circuit transmission line transit connection to

## Table_68
0 | 1 | 2 | 3 | 4 | 5 | 6
110kV Hai Ha - Texhong - Mong Cai transmission line
4 | Dam Ha Dong (Lake) Solar Power Plant | 50 | 2025-2030 |  | 220kV double circuit line, transit connection to 220kV Cam Pha - Hai Ha line
5 | Dam Ha Solar Power Plant | 100 | 2025-2030 |  | 220kV double circuit line, transit connection to 220kV Cam Pha - Hai Ha line
| Quang Tri Province |  | 270 | 581
1 | Trieu Thuong 1,2 floating solar power project | 70 | 2025-2030 |  | Transition connection on 2 circuits of 110kV transmission line, Dong Ha 220kV station - Phong Dien 220kV station
2 | Trieu Son 1 Solar Power Project | 50 | 2025-2030 |  | Connection to My Thuy 110 kV substation
3 | Truc Kinh 2 Solar Power Plant Project | 100 | 2025-2030 |  | Construction 220 kV double circuit transmission line connected forward on 1 circuit 220 kV Dong Ha - Dong Hoi transmission line
4 | Ha Thuong Solar Power Plant Project | 50 | 2025-2030 |  | Construction 220 kV double circuit transmission line connected forward on 1 circuit 220 kV Dong Ha - Dong Hoi transmission line
5 | Hai Quy Solar Power Project, Hai Lang ward | 50 |  | 2031-2035 | 110kV single circuit line connecting from Hai Quy Solar Power Plant to 110kV busbar of existing 110kV Dien Sanh Substation
6 | Floating solar power plant project with battery storage in Kinh Mon 1 lake | 40 |  | 2031-2035 | New construction of 220KV transmission line from the step-up station of Kinh Mon floating solar power plant and storage battery - Branch 1 circuit of 220kV transmission line Dong Ha - Dong Hoi
7 | Hai Duong Solar Power Project, Hai Lang District | 65 |  | 2031-2035 | Connecting 110kV voltage level to My Thuy 110kV substation busbar using single circuit 110kV transmission line
8 | Floating Solar Power Project - Quang Tri 2 Hydropower Plant | 40 |  | 2031-2035 | Construction of 220kV single circuit transmission line from Quang Tri floating solar power plant to Lao Bao 220kV substation
9 | Floating solar power plant project with storage battery in Kinh Mon 2 lake | 40 |  | 2031-2035 | New construction of 220KV transmission line from the step-up station of Kinh Mon floating solar power plant and storage battery - Branch 1 circuit of 220kV transmission line Dong Ha - Dong Hoi
10 | Truc Kinh Lake 3 Floating Solar Power Plant Project | 40 |  | 2031-2035 | New construction of 220kV double-circuit transmission line from the step-up station of Truc Kinh Lake floating solar power plant - Branch 1 circuit of 220kV transmission line Dong Ha - Dong Hoi
11 | Bao Dai floating solar power plant project | 96 |  | 2031-2035 | Construction of 220kV 2-phase circuit transmission line from 220kV Bao Dai substation to 220kV Dong Ha - Dong Hoi transmission line
12 | La Nga floating solar power plant project | 70 |  | 2031-2035 | Construction of 220kV single circuit transmission line from 220kV La Nga substation to 220kV Dong Ha - Dong Hoi transmission line
13 | Floating solar power plant project with storage battery of Dam Tram | 140 |  | 2031-2035 | Construction of 110kV single circuit line connected to 110kV busbar of Dien Sanh substation

## Table_69
0 | 1 | 2 | 3 | 4 | 5 | 6
lake
| Soc Trang Province |  | 50
1 | Thanh Tri Solar Power System – Subdivision | 50 | 2025-2030 |  | 110 kV single circuit line connected to Thanh Tri 110kV substation busbar. Expanding Thanh Tri 110kV substation busbar.
| Son La Province |  | 3315 | 1050
1 | Bac Yen 1 | 55 | 2025-2030 |  | - Constructing the 220 kV Bac Yen 1 Solar Power Station, with a capacity of 200 MVA to transmit power from Bac Yen 1 Solar Power Plant (55 MW), Bac Yen 2 Solar Power Plant (50 MW), and Bac Yen 3 Solar Power Plant (50 MW). - Construction of 220 kV double-circuit transmission line connecting transit to 220 kV Huoi Quang - Nghia Lo transmission line.
2 | Bac Yen 2 | 50 | 2025-2030 |  | - Construction of 22 kV Bac Yen 2 transformer station. Construction of 22 kV 4-circuit transmission line from Bac Yen 2 solar power plant to 220 kV Bac Yen 1 station.
3 | Bac Yen 3 | 50 | 2025-2030 |  | - Construction of 22 kV Bac Yen 3 transformer station. Construction of 22 kV 4-circuit transmission line from Bac Yen 3 solar power plant to 220 kV Bac Yen 1 station.
4 | Mai Son 1 | 50 | 2025-2030 |  | Constructing a 220 kV substation with a capacity of 150 MVA in Tan Thao area, Co Noi commune to transmit the capacity of Mai Son 2 50 MW and Mai Son 3 60 MW; Constructing a 220 kV double-circuit transmission line connecting to the 220 kV Son La - Viet Tri transmission line
5 | Mai Son 2 | 60 | 2025-2030 |  | Construction of 35kV 4-circuit transmission line connecting to 35kV side of 220kV Mai Son 2 station
6 | Muong La 1 | 40 | 2025-2030 |  | Substation and 220kV double circuit line connecting 220kV Huoi Quang - Nghia Lo line
7 | Muong La 2 | 50 | 2025-2030 |  | 220kV line connecting to 220kV Muong La 1 Substation
8 | Floating solar power plant on Son La hydroelectric reservoir | 800 | 2025-2030 |  | Construction of 500kV transformer step-up station and 500kV transmission line connecting to Son La 500kV transformer station
9 | Song Ma 1 | 50 | 2025-2030 |  | Connecting 110 kV voltage to 220kV Song Ma station
10 | Song Ma 2 | 50 | 2025-2030 |  | Connecting 110 kV voltage to 220kV Song Ma station
11 | Song Ma 3 | 60 | 2025-2030 |  | - Construction of 110 kV Song Ma 3 Solar Power Station with capacity of 100MVA - Construction of 110 kV single circuit line connected to 110 kV Muong Lam hydropower substation
12 | Chim Van clean power production complex - Phieng Pan solar power | 1000 | 2025-2030 |  | Construction of 500kV Phieng Pan Power Transmission Line and Substation connecting to 500kV Mai Son 8 Substation

## Table_70
0 | 1 | 2 | 3 | 4 | 5 | 6
plant and storage battery cluster
13 Mai Son 4 |  | 75 | 2025-2030 |  | Construction of 110 kV transmission line connecting to 500 kV Mai Son station
14 Mai Son 5 |  | 210 | 2025-2030 |  | Construction of 110kV double circuit transmission line from 110kV Mai Son 5 station connecting to 110kV busbar of 500kV Mai Son 7 station
15 Mai Son 6 |  | 75 | 2025-2030 |  | Connecting to 110kV side of 500kV Mai Son 7 station
16 Mai Son 7 |  | 270 | 2025-2030 |  | Construction of 500 kV Mai Son 7 station with capacity of 2700 MMA; Construction of 500 kV transmission line from 500kV Mai Son - Viet Tri substation
17 Mai Son 8 |  | 85 | 2025-2030 |  | Construction of 110kV single circuit transmission line from 110kV Mai Son 8 station connecting to 110kV busbar of 500kV Mai Son 7 station
18 Mai Son 9 |  | 70 | 2025-2030 |  | Construction of busbar zone 110kV single circuit from 110kV Mai Son 9 station connected to 110kV busbar of 500kV Mai Son 7 station
19 Yen Chau 4 |  | 135 | 2025-2030 |  | Construction of 110kV single circuit transmission line from Yen Chau 4 110kV station connecting to 110kV busbar of Mai Son 7 500kV station
20 Yen Chau 5 |  | 80 | 2025-2030 |  | Construction of 110kV single circuit transmission line from 110kV Yen Chau 5 station to 110kV busbar of 500kV Mai Son 7 station
21 | Son La 1.1 Floating Solar Power Project (on Son La Hydropower Reservoir) | 350 |  | 2031-2035 | Construction of 220 kV floating solar power line Son La 1.1 - Son La - Dien Bien branch | Can push the progress to the next stage early 2025-2030 if conditions are favorable
22 | Son La 1.2 Floating Solar Power Project (on Son La Hydropower Reservoir) | 350 |  | 2031-2035 | Construction of 220 kV double circuit transmission line Son La 1.2 - Son La 1.1 floating power line
23 | Son La 2 Floating Solar Power Project (on Son La Hydropower Reservoir) | 350 |  | 2031-2035 | Construction of 220 kV 4-circuit floating solar power line Son La 2 - Huoi Quang branch - Son La
| Tay Ninh Province |  | 450 | 314
1 | Dau Tieng 5 Solar Power Plant | 450 | 2025-2030 |  | New construction of Dau Tieng 5 220kV substation and 220kV double-circuit transmission line from Dau Tieng 5 220kV substation connecting to Tay Ninh 220kV substation. | Resolving difficulties according to Resolution 233/NQ-CP
2 | Tan Chau – Tuan Dung Solar Power Plant phase 1 | 314 |  | 2031-2035 | Construction of new 220kV transmission line connecting to the 220kV Binh Long - Tay Ninh transmission line

## Table_71
0 | 1 | 2 | 3 | 4 | 5 | 6
| Thai Nguyen Province |  | 220
1 | Nui Coc Lake Floating Solar Power Plant | 220 | 2025-2030 |  | Connect to the busbar of 110kV Ho Nui Coc station
| Thanh Hoa Province |  | 333 | 52
1 | Thanh Hoa I Solar Power Plant Project | 128 | 2025-2030 |  | 110kV four-circuit transmission line from 22/110kV Thanh Hoa power plant step-up station, 1 relay connection on 02 circuits 110kV transmission line from 220kV Nghi Son - 220kV Thanh Hoa
2 | Ngoc Lac Solar Power Plant | 45 | 2025-2030 |  | 110kV Ngoc Lac Solar Power Line - Ngoc Lac | Resolving difficulties according to Resolution 233/NQ-CP
3 | Long Son - Thanh Hoa Solar Power | 80 | 2025-2030 |  | 110kV double circuit line, from 22/110 kV Long Son solar power step-up station connected to 110kV transformer station busbar of Long Son 2 cement factory
4 | Yen My 1 Lake Solar Power | 80 | 2025-2030 |  | Construction of 220kV double-circuit transmission line from 220kV Yen My Lake Power Plant Substation to 220kV Nong Cong - Nghi Son transmission line
5 | Yen My 2 Lake Solar Power | 52 |  | 2031-2035 | Connect to existing 110kV/220kV line
| Tra Vinh Province |  | 50
1 | Tra Solar Power Plant Project Vinh - Phase 2 | 50 | 2025-2030 |  | - Install additional 1x63MVA transformer connected to the existing 220 kV of Trung Nam - Tra Vinh solar power plant substation . - Upgrading the 220KV transmission line of Trung Nam Tra Vinh Solar Power Plant - Connecting to the existing 500kV Duyen Hai substation
| Tuyen Quang Province |  | 198 | 200
1 | Grid-connected solar power projects | 198 | 2025-2030 |  | Connect to local 110kV, medium and low voltage distribution grid
2 | Tuyen Quang 1 Floating Solar Power Project (on Tuyen Quang Lake) | 80 |  | 2031-2035 | Construction of 220 kV double circuit transmission line Tuyen Quang 1 - Tuyen Quang 2 floating power line | Progress can be pushed forward to phase 2025- 2030 if conditions are favorable.
3 | Tuyen Quang 2 Floating Solar Power Project (on Tuyen Quang Lake) | 120 |  | 2031-2035 | Construction of 220 kV Tuyen Quang 2 floating power line - branching off Tuyen Quang Hydropower Plant - Bac Kan; 220 kV Tuyen Quang 2 floating power line - branching off Tuyen Quang Hydropower Plant - Yen Son
| Vinh Long Province | 50
1 | Vinh Long 1 Solar Power Plant | 50 | 2026-2035 |  | 110kV double circuit line of Vinh Thanh power plant connected to 110kV Binh Minh - Cau Ke line

## Table_72
0 | 1 | 2 | 3 | 4 | 5 | 6
| Yen Bai Province | 1630
1 | Yen Binh Solar power plant | 500 | 2025-2030 |  | - For Cam An Cluster: Construct 22/220kV booster transformer with capacity of 3x63MVA. Construct 220kV double-circuit transmission line from Yen Binh Solar power plant to transfer 1 circuit of 220kV transmission line to Bao Thang - Yen Bai; - For Phuc An cluster: Construction of 22/220kV substation with capacity of 7x63 MVA, construction of 220kV double-circuit transmission line from Yen Binh Solar power plant to transfer to 220kV Yen Bai - Tuyen Quang transmission line.
2 | Floating solar power plant in Thac Ba Lake | 500 | 2025-2030 |  | 220kV double circuit line connected to 220kV busbar of 220kV Yen Bai station.
3 | My Gia 2 Solar Power Plant | 580 | 2025-2030 |  | Construction of a 220kV double-circuit transmission line from the 220kV step-up station of the Thac Ba floating solar power plant to the 220kV Yen Bai - Tuyen Quang transmission line.
4 | Tan Linh Solar Power Plant | 50 | 2025-2030 |  | Construction of 22/110kV booster substation with capacity of 1x63MVA; Construction of 110kV single circuit transmission line from Tan Linh Solar Power Plant connecting to 110kV feeder of 220kV Luc Yen substation
| Can Tho City | 50
1 | Concentrated solar power | 50 | 2025-2030 |  | Connection to medium and low voltage distribution grid
| Lao Cai Province | 100
1 | Other concentrated solar power | 100 | 2025-2030 |  | The proposed connection plan is proposed in the next period.
| Ha Nam Province | 50
1 | Concentrated solar power in Ha Nam province | 50 | 2025-2030 |  | Connection with 35 kV voltage level

## Table_73
0 | 1 | 2 | 3 | 4
No. | Project | Expected capacity (MW) | Operational phase | Note
| Yen Bai Province | 158
1 | Biomass Power Plant Yen Bai 1 | 50 | 2026-2030 | Decision 262/QD-TTg. 110kV single circuit line connected to 110kV Van Yen substation
2 | Truong Minh Biomass Power Plant | 58 | 2026-2030 | Decision 262/QD-TTg. Construction of 220 kV Truong Minh - Yen Bai transmission line
3 | Luc Yen Biomass Power Plant | 50 | 32MW Phase 2025-2030; 18 MW Phase 2031-2035 | Relay connection on 110 kV Luc Yen - Bao Thang line
| Bac Kan Province | 50
1 | Bac Kan 1 Biomass Power Plant | 50 | 2026-2030 | Decision 1682/QD-TTg (35 MW), capacity adjustment. 110 kV double circuit transmission line, Bac Kan 1 Biomass Power Plant - Bac Kan branch - Phu Luong
| Lao Cai Province | 50
1 | Bao Thang Biomass Power Plant | 50 | 2026-2030 | Decision 1682/QD-TTg (30 MW), capacity adjustment. Construction of 110 kV transmission line connecting to the 110 kV line of Lao Cai Iron and Steel Substation - Bao Thang 220 kV Substation
| Tuyen Quang Province | 100
1 | Tuyen Quang Biomass Power Plant | 50 | 2023-2030 | Decision 262/QD-TTg
2 | Tuyen Quang Biomass Power Plant (Phase 2) | 50 | 32 MW Phase 2025-2030, 18 MW Phase 2031-2035 | Ham Yen - Tan Quang Cement 110 kV double circuit line
| Phu Tho Province | 50
1 | Biomass Power Plant Phu Tho | 50 | 20 MW Phase 2025-2030, 30 MW Phase 2031-2035 | Relay connection on 110 kV Pho Vang - Tan Son line
| An Giang Province | 104
1 | Biomass Power Plant An Giang 1 | 50 | 2026-2030 | Decision 1682/QD-TTg. Construction of 110 kV double circuit transmission line connected to 110 kV Tri Ton substation
2 | Biomass Power Plant An Giang 2 phase 2 | 54 | 2031-2035 | 110 kV transmission line of An Giang 2 - Cai Dau Biomass Power Plant
| Dien Bien Province | 55
1 | Muong Nhe Biomass Power Plant (Nam Ke - 30 MW and Chung Chai - 25 MW) | 55 | 2025-2030 | 110 kV double circuit transmission line MSS Chung Chai biomass power plant - 220 kV Nam Po substation
| Hoa Binh Province | 100
1 | Hoa Binh Biomass Power Plant | 100 | 75 MW Phase 2025-2030; 25 MW Phase 2031-2035 | Decision 1682/QD-TTg (30 MW), adjusting capacity to 75 MW Phase 2025-2030, Construction of 110 kV double-circuit transmission line Hoa Binh - Xuan Thien
| Phu Yen Province | 50
1 | Thuan Phat Biomass Power Project | 50 | 2025-2030 | 110 kV line connected to 110 kV Song Hinh - Tuy Hoa line
| Quang Binh Province | 172

## Table_74
0 | 1 | 2 | 3 | 4
1 | Quang Binh Biomass Power Plant | 50 | 2025-2030 | Decision 1682/QD-TTg (10 MW), adjusted to increase by 40 MW. 110 kV single circuit line connected to 110 kV Tay Bac Quan Hau substation
2 | PIR-1 Biomass Plant Quang Binh | 50 | 2025-2030 | Transition connection on 110 kV Ang Son - Vinh Linh line
3 | An Viet Phat Quang Binh Biomass Power Plant Phase 1 | 58 | 2025-2030 | Connecting the 220 kV substation bay of Ba Don town
4 | An Viet Phat Quang Binh Biomass Power Plant Phase 2 | 14 | 2031-2035 | Connecting the 220 kV substation bay of Ba Don town
| Quang Nam Province | 100
1 | Biomass Power Project Tien Phuoc | 50 | 2031-2035 | 110 kV line connected to the regional grid
2 | Biomass Power Project Quang Nam | 50 | 2031-2035 | 110 kV line connected to the regional grid
| Quang Ngai Province | 50
1 | Tu Nghia Biomass Power | 50 | 7MW Phase 2025-2030; 43 MW Phase 2031-2035 | Connected by 110 kV line to 110 kV Quang Phu substation
| Thanh Hoa Province | 110
1 | Thanh Hoa Biomass Electricity 1 | 50 | 2025-2030 | Transition connection to 110 kV Ngoc Lac - Thieu Yen line
2 | Thanh Hoa Biomass Electricity 2 | 60 | 2025-2030 | Transition connection on circuit 2 of 110 kV Thieu Yen - Ba Thuoc line
| Binh Dinh Province | 50
1 | Binh Dinh Biomass Power Plant | 50 | 2025-2030 | 110 kV Line of Binh Dinh - Phu Cat Biomass Power Plant
| Dak Lak Province | 120
1 | Dak Lak Biomass Power Plant | 120 | 2025-2030 | 220kV single circuit transmission line from Dak Lak - Krong Ana biomass power plant, substation upgraded to match power plant capacity
| Gia Lai Province | 106
1 | Increasing the capacity of An Khe Biomass Power Plant (expansion) | 40 | 2025-2030 | Existing capacity is 95 MW, expand by 40 MW. 220 kV line connected to the existing 220 kV transformer of An Khe biomass power plant. Replace 63 MVA transformer with 115 MVA transformer.
2 | Gao Commune Biomass Power Plant Cluster (3 factories) | 66 | 2031-2035 | Transition connection on 110 kV Dien Hong - Chu Se line
| Can Tho City | 150
1 | Can Tho Biomass Power Plant | 150 | 2025-2035 | 110 kV Long Xuyen 2 - Vinh Thanh Line
| Long An Province | 75
1 | Long An Biomass Power Plant | 75 | 33 MW Phase 2025-2030; 42 MW Phase 2031-2035 | Decision 1682/QD-TTg (13 MW). Transitional connection on 110 kV line of GAIA - Long An 2 solar power plant
| Binh Phuoc Province | 50
1 | Binh Duong Biomass Power Plant Blessing | 50 | 2025-2030 | Connect to Binh Long 110 kV substation
| Total capacity | 1,700

## Table_75
0 | 1 | 2 | 3 | 4
No. | Project | Expected capacity (MW) | Operational phase | Note
| Hanoi City | 150
1 | Soc Son Waste-to-Energy Plant Project | 90 | 2024-2025 | Decision 1682/QD-TTg
2 | Hanoi environmental improvement and waste-to-energy project | 60 | 2025-2030 | 110 kV double circuit line connected from the Project's 110 kV substation to the 110 kV TC of the 220 kV Soc Son substation
| Ho Chi Minh City | 260
1 | Waste to Energy Plant Project Vietnam Waste Solutions Company Limited (VWS) | 60 | 2025-2030 | Transition connection to 110 kV line, 220 kV Binh Chanh station - 110 kV Da Phuoc DEPOT station
2 | Tam Sinh Nghia Investment Joint Stock Company's waste-to-energy plant phase 1 (adjusted capacity from 40 MW to 60 MW) | 60 | 2025-2030 | 110 kV double circuit line from Tam Sinh Nghia waste-to- energy incineration plant connected to T38E column of 110 kV line branch project connecting to Phuoc Hiep 110 kV substation
3 | Waste-to-energy plant phase 2 of Tam Sinh Nghia Investment Joint Stock Company | 140 | 2025-2030 | 110 kV double circuit line from Tam Sinh Nghia waste-to- energy incineration plant connected to T38E column of 110 kV line branch project connecting to Phuoc Hiep 110 kV substation
| Total capacity | 410

## Table_76
0 | 1 | 2 | 3 | 4
No. | Development area of the offshore wind project | Planned Capacity (MW) * | Expected combination
|  |  | Project name | Capacity (MW)
1 | Northern Region 1 | 1500 | Northern Region 1.1 | 500
|  |  | Northern Region 1.2 | 500
|  |  | Northern Region 1.3 | 500
2 | Northern Region 2 | 500 | Northern Region 2 | 500
3 | Northern Region 3 | 500 | Northern Region 3 | 500
4 | Southern Central Region 1 | 1500 | Southern Central Region 1.1 | 500
|  |  | Southern Central Region 1.2 | 500
|  |  | Southern Central Region 1.3 | 500
5 | Southern Central Region 2 | 500 | Southern Central Region 2 | 500
6 | Southern Region 1 | 500 | Southern Region 1 | 500
7 | Southern Region 2 | 500 | Southern Region 2 | 500
8 | Southern Region 3 (*) | 500 | Southern Region 3 | 500

## Table_77
0 | 1 | 2 | 3 | 4 | 5 | 6
No. | Offshore wind projects development area | Expected capacity (MW) | Expected combination |  | Expected Power Gathering Point | Operational phase
|  |  | Component project name | Capacity (MW)
I | North region | 11200
1 | Northern 1 | 2200 | Northern 1.1 (*) | 500 | BB Station 1 | 2025-2030
|  |  | Northern 1.2 (*) | 500 | BB Station 1 | 2025-2030
|  |  | Northern 1.3 (*) | 500 | BB Station 1 | 2025-2030
|  |  | Northern 1.4 | 700 | BB Station 1 | 2031-2035
2 | Northern 2 | 1000 | Northern 2.1 (*) | 500 | BB Station 1 | 2025-2030
|  |  | Northern 2.2 | 500 | BB Station 1 | 2031-2035
3 | Northern 3 | 1000 | Northern 3.1 (*) | 500 | BB Station 3 | 2025-2030
|  |  | Northern 3.2 | 500 | BB Station 3 | 2031-2035
4 | Northern 4 | 1000 | Northern 4 | 1000 | BB Station 2 | 2031-2035
5 | Northern 5 | 1000 | Northern 5 | 1000 | BB Station 2 | 2031-2035
6 | Northern 6 | 1000 | Northern 6 | 1000 | BB Station 2 | 2031-2035
7 | Northern 7 | 1000 | Northern 7 | 1000 | BB Station 2 | 2031-2035
8 | Northern 8 | 1000 | Northern 8 | 1000 | BB Station 3 | 2031-2035
9 | Northern 9 | 1000 | Northern 9 | 1000 | BB Station 4 | 2031-2035
10 | Northern 10 | 1000 | Northern 10 | 1000 | BB Station 4 | 2031-2035
II | South Central Coast Region | 4300
1 | South Central Coast 1 | 2000 | South Central Coast 1-1 (*) | 500 | NTB1 Station | 2025-2030
|  |  | South Central Coast 1.2 (*) | 500 | NTB1 Station | 2025-2030
|  |  | South Central Coast 1.3 (*) | 500 | NTB1 Station | 2025-2030
|  |  | South Central Coast 1.4 | 500 | NTB1 Station | 2031-2035
2 | South Central Coast 2 | 1000 | South Central Coast 2.1 (*) | 500 | NTB2 Station | 2025-2030
|  |  | South Central Coast 2.2 | 500 | NTB2 Station | 2031-2035
3 | South Central Coast 3 | 1300 | South Central Coast 3 | 1300 | NTB3 Station | 2031-2035
III | Southern Vietnam | 1500
1 | Southern 1 | 500 | Southern 1 (*) | 500 | NB1 Station | 2025-2030
2 | Southern 2 | 500 | Southern 2 (*) | 500 | NB2 Station | 2025-2030
3 | Southern 3 | 500 | Southern 3 (*) | 500 | NB3 Station | 2025-2030
| Total | 17000

## Table_78
0 | 1 | 2 | 3 | 4 | 5
No. | Project | Expected capacity (MW) | Province/City | Operational phase | Note
1 | Ninh Binh Flexible Power Plant | 300 | Ninh Binh | 2025 - 2030 | Decision 1682/QD-TTg
2 | Ninh Binh 2 Flexible power plant | 1200 | Ninh Binh | 2025 - 2030
3 | Hai Duong Flexible Power Plant | 1200 | Hai Duong | 2025 - 2035
4 | Flexible thermal power added (*) | About 6,530 |  | 2025 - 2035

## Table_79
0 | 1 | 2 | 3 | 4
No. | Project | Expected capacity (MW) | Source Type | Note
1 | Export projects of offshore wind power | 8,000-10,000 | Offshore Wind Power | Based on proposals from Singapore, Malaysia and other countries
2 | TGS Duyen Hai offshore wind power area | 2,000 | Offshore Wind Power | Tra Vinh province proposed
3 | Electricity export of Ca Mau province | 2,000-5,000 | Sources from renewable energy | Ca Mau Province
4 | Bac Lieu 5 Wind Power Plant Project | 10,000 | Offshore wind power export | Bac Lieu province proposed

## Table_80
0 | 1 | 2 | 3
No. | Project name | Scale (km/MW) | Note
I | Phase 2026-2030
1 | AC/DC/AC Converter Station (Back-To- Back) 500kV Lao Cai | 3000 MW | Serving the connection of electricity import from China, implemented when the competent authority approves the policy of importing electricity from China via Lao Cai, if the Back-to-Back conversion station is built in Vietnam territory.
II | Phase 2031-2035
1 | Bipole HVDC one-way Line from Central 1 - North 1 | 2x700km | The length, cross-section of conductors and the direction of the line will be determined precisely during the project implementation phase in case of high power development in the Vung Ang, Quang Binh and Quang Tri areas. Consider the option of utilizing the old 500kV Quang Tri - Vung Ang - Nho Quan line route.
2 | Converter station middle of Central 1 | 5000- 10000 MW | The scale and location of the station will be determined during the project implementation phase. Consideration is given to placing it in Quang Binh and Quang Tri areas.
3 | Northern Converter Station 1 | 5000- 10000 MW | The scale and location of the station will be determined during the project implementation phase. Consideration is given to locations in Ha Nam, Nam Dinh, Thai Binh, Hai Duong, and Bac Giang provinces.
4 | Bipole HVDC One-way Line from middle of Central 2 - North 2 | 2x1050km | The length, cross-section of conductors and line direction will be determined precisely during the project implementation phase.
5 | Central converter station Central 2 | 5000- 10000 MW | The scale and location of the station will be determined during the project implementation phase. Consideration is given to locating in Quang Ngai area.
6 | Northern Converter Station 2 | 5000- 10000 MW | The scale and location of the station will be determined during the project implementation phase. Consideration is given to placing it in the western districts of Hanoi.
7 | Bipole HVDC One -way Line from South Central - North 3 | 2x1550km | The length, cross-section of conductors and the direction of the line will be determined precisely during the project implementation phase. Contingency for further development of the South Central Power Source.
8 | South Central converter station | 4000- 10000 MW | The scale and location of the station will be determined during the project implementation phase. Consideration is given to placing it in Ninh Thuan province.
9 | Northern Converter Station 3 | 4000- 10000 MW | The scale and location of the station will be determined during the project implementation phase. Consideration is given to locating in Hung Yen province.
| Line from Ba Ria - Vung Tau to Hai Phong | 2x1700km | The length, cross-section of conductors and line direction will be determined precisely during the project implementation phase in case of high power development in the Southern region.

## Table_81
0 | 1 | 2 | 3
No. | Project name | Scale (km/MVA) | Note
I | Phase 2031-2035
1 | 765-1000 kV South Central 1 - Southern 1 Line | 600km | In case the South Central power source development is higher than expected, consider the option of releasing nuclear power capacity and increasing the transmission capacity connecting South Central - South by using the 765-1000 kV ultra-high voltage AC grid instead of the 500 kV transmission option. The scale, progress and direction of the transmission line will be determined precisely during the project implementation phase.
2 | 765-1000 kV South Central 2 - Southern 2 Line | 600km | In case the South Central power source development is higher than expected, consider the option of releasing nuclear power capacity and increasing the transmission capacity connecting South Central - South by using the 765 ÷ 1000 kV ultra-high voltage AC grid instead of the 500 kV transmission option. The scale, progress and direction of the transmission line will be determined precisely during the project implementation phase.
3 | 765-1000 kV South Central 1 Substation | 4000 MVA | New construction, in case of high development of South Central power source, synchronize the 765 ÷ 1000 kV South Central 1 - South 1 transmission line. Progress, scale and station location will be determined precisely during the project implementation phase.
4 | 765-1000 kV South Central 2 Substation | 4000 MVA | New construction, in case of high development of South Central power source, synchronize the 765 ÷ 1000 kV South Central 2 - South 2 transmission line. Progress, scale and station location will be determined precisely during the project implementation phase.
5 | 765-1000 kV Southern 1 Substation 4000 MVA |  | New construction, in case of high development of South Central power source, synchronize the 765- 1000 kV South Central 1 - South 1 transmission line. Progress, scale and station location will be determined precisely during the project implementation phase.
6 | 765-1000 kV Southern 2 Substation 4000 MVA |  | New construction, in case of high development of South Central power source, synchronize the 765- 1000 kV South Central 2 - South 2 transmission line. Progress, scale and station location will be determined precisely during the project implementation phase.

## Table_82
0 | 1 | 2 | 3
No. | Substation name | Capacity (MVA) | Note
I | Phase 2025-2030
1 | West Hanoi | 1800 | Renovation and capacity improvement
2 | Son Tay | 1800 | New construction
3 | South Hanoi | 1800 | New construction
4 | Dan Phuong | 1800 | New construction, consideration of connection to Dan Phuong 220kV station
5 | Hai Phong | 1800 | New construction
6 | Hai Phong 2 | 1800 | New construction
7 | BB 1 (*) | 2700 | New construction, synchronized offshore wind power source
8 | Gia Loc | 900 | New construction
9 | Pho Noi | 1800 | Renovation and capacity improvement
10 | Hung Yen 1 | 1800 | New construction, renaming from 500 kV Long Bien substation in Power Plan VIII
11 | Hung Yen 2 | 900 | New construction
12 | Nam Dinh | 1800 | New construction, the names in the list of 500kV, 220kV lines are Nam Dinh Thermal Power Plant, Nam Dinh 1 Thermal Power Plant
13 | Thai Binh | 1200 | New construction
14 | Hoa Binh 2 Cutting Station | Cutting station | Build new cutting station
15 | Lao Cai | 2700 | New construction
16 | Lang Son | 1800 | New construction
17 | Yen Bai (*) | 1800 | New construction
18 | Thai Nguyen | 1800 | New construction
19 | Viet Tri | 1800 | Renovation and capacity improvement
20 | Vinh Yen | 1800 | New construction
21 | Bac Giang | 900 | New construction
22 | Yen The | 900 | New construction
23 | Bac Ninh | 1800 | New construction
24 | Bac Ninh 2 | 1800 | New construction
25 | Quang Ninh | 1,800 | New construction
26 | Lai Chau | 1800 | Renovation and capacity improvement
27 | Than Uyen | 2700 | New construction
28 | Dien Bien | 2700 | New construction
29 | Son La 1 (*) | 1800 | New construction
30 | Son La 2 (*) | 1800 | New construction
31 | Hoa Binh | 1800 | Renovation and capacity improvement
32 | Nghi Son | 1800 | Renovation and capacity improvement
33 | Thanh Hoa | 1800 | Renovation and capacity improvement
34 | Nam Cam |  | Build new switching station to serve electricity import connection from Laos
35 | Quynh Luu | 1800 | New construction
36 | Ha Tinh 2 | 2700 | New construction
37 | Provision for new construction and renovation of substations to increase capacity | 4500 | New construction and renovation, capacity expansion
38 | Projects to improve the ability to control and operate power stations and power systems |  | Including but not limited to projects: Replacing, installing electric resistors, capacitors, SVC, SVG, FACTS devices, BESS, synchronous compensators...; expanding transformer station bays, renovating, completing transformer station diagrams in a flexible direction;

## Table_83
0 | 1 | 2 | 3
installing short-circuit current limiting devices, replacing and upgrading devices to ensure synchronous short-circuit current capacity, setting up automatic circuits; replacing devices to ensure synchronous load capacity of lines and transformers; installing, replacing devices, control systems, SCADA/EMS systems, SCADA/DMS, station automation,...
II | Phase 2031-2035
1 | Thuong Tin | 2700 | Renovation and capacity improvement
2 | Dong Anh | 2700 | Renovation and capacity improvement
3 | West Hanoi | 2700 | Renovation and capacity improvement
4 | South Hanoi | 2700 | Renovation and capacity improvement
5 | Dan Phuong | 2700 | Renovation and capacity improvement
6 | Van Tri | 1800 | New construction
7 | Hai Phong 2 | 2700 | Renovation and capacity improvement
8 | BB 1 (*) | 3600 | Renovation and capacity improvement
9 | BB 2 (*) | 3600 | New construction, synchronized power source
10 | Gia Loc | 1800 | Renovation and capacity improvement
11 | Hung Yen 1 | 2700 | Renovation and capacity improvement
12 | Hung Yen 2 | 1800 | Renovation and capacity improvement
13 | Ha Nam | 1800 | New construction
14 | Nam Dinh | 2700 | Renovation, capacity increase, names in the list of 500kV, 220kV lines are Nam Dinh Thermal Power Plant, Nam Dinh 1 Thermal Power Plant
15 | Nam Dinh 2 | 900 | New construction
16 | Nam Dinh 3 | 1800 | New construction, synchronized with the load of Ninh Co Economic zone (according to the proposal of Nam Dinh Provincial People's Committee in Document No. 06/UBND-VP5 dated January 3, 2025) and in case of developing specialized load when 220 kV substation cannot ensure power supply. Consider scale up to 3,600 MVA when load demand develops strongly; consider connecting offshore wind power self- produced and self-consumed LNG sources to supply power to this load.
17 | Thai Binh | 1800 | Renovation and capacity improvement
18 | BB 4 (*) | 2700 | New construction, synchronized power source
19 | Lang Son 2 (*) | 1800 | New construction
20 | Ha Giang | 1800 | New construction
21 | Thai Nguyen 2 | 900 | New construction
22 | Phu Tho | 1800 | New construction
23 | Vinh Tuong | 1800 | New construction
24 | Bac Giang | 1800 | Renovation and capacity improvement
25 | Yen The | 1800 | Renovation and capacity improvement
26 | Bac Ninh | 2700 | Renovation and capacity improvement
27 | Bac Ninh 2 | 2700 | Renovation and capacity improvement
28 | Bac Ninh 3 | 1800 | New construction
29 | BB 3 (*) | 2700 | New construction, synchronized power source.
30 | Hai Ha | 900 | New construction

## Table_84
0 | 1 | 2 | 3
31 | Quang Ninh 2 | 1800 | Renovation and capacity improvement
32 | NLTT Lai Chau 1 (*) | 1800 | New construction
33 | Son La | 2700 | Renovation and capacity improvement
34 | Thanh Hoa | 2700 | Renovation and capacity improvement
35 | Tinh Gia | 1800 | New construction
36 | Nam Cam | 900 | Install additional transformer at the switching station to supply power to local loads (if necessary), consider connecting to the 220kV Nam Cam station (if necessary)
37 | Ha Tinh | 1800 | Renovation and capacity improvement
38 | Provision for new construction and renovation of substations to increase capacity | 2700 | New construction and renovation, capacity expansion
39 | Projects to improve the ability to control and operate power stations and power systems |  | Including but not limited to projects: Replacing, installing electric resistors, capacitors, SVC, SVG, FACTS devices, BESS, synchronous compensators...; expanding transformer station bays, renovating, completing transformer station diagrams in a flexible direction; installing short-circuit current limiting devices, replacing and upgrading devices to ensure synchronous short-circuit current capacity, setting up automatic circuits; replacing devices to ensure synchronous load capacity of lines and transformers; installing, replacing devices, control systems, SCADA/EMS systems, SCADA/DMS, station automation,...

## Table_85
0 | 1 | 2 | 3
No. | Line name | Numbe r of X km circuits | Note
I | Phase 2025-2030
1 | Circuit 2 Nho Quan - Thuong Tin | 1 x 75 | Convert one circuit into two circuits
2 | Dan Phuong - Tay Hanoi - Vinh Yen | 4 x 5 | Connection to 500 kV Dan Phuong Substation
3 | Hung Yen 1 - Pho Noi - Thuong Tin | 2 x 8 | Connecting to 500 kV Hung Yen 1 substation, replacing the 500 kV Long Bien Pho Noi - Thuong Tin line in Power Planning VIII
4 | Hung Yen 2 - Hung Yen 1 | 2 x 35 | Connecting of 500kV Hung Yen 2 Substation
5 | South Hanoi - Nho Quan - Thuong Tin | 2 x 5 | Connecting to 500 kV South Hanoi Substation
6 | Son Tay - Dan Phuong | 2 x 20 | Connecting to 500 kV Son Tay Substation
7 | West Hanoi - Vinh Yen | 2 x 70 | New construction
8 | Busbar 1 - Hai Phong (*) | 2 x 25 | New construction, synchronized with the scale and progress of the offshore wind power source in the North. The detailed plan and volume will be accurate during the project implementation phase, depending on the results of the actual sea survey.
9 | Hai Phong - Thai Binh | 2 x 38 | Connection to 500 kV Hai Phong Substation
10 | Quang Ninh 2 - Quang Ninh - Pho Noi and Thang Long Thermal Power Plant - Pho Noi | 4 x 5 | New construction
11 | Hai Phong - Hai Phong 2 | 2 x 20 | New construction
12 | Busbar 1 - Quang Ninh 2 (*) | 2 x 60 | New construction, synchronized with the scale and progress of the offshore wind power source in the North. The detailed plan and volume will be accurate during the project implementation phase, depending on the results of the actual sea survey.
13 | Gia Loc - Thai Binh - Pho Noi | 4 x 13 | Connecting to Gia Loc 500 kV Substation
14 | Thai Binh - Nam Dinh 1 Thermal Power Plant - Pho Noi | 4 x 1 | Connecting to 500 kV Thai Binh Substation
15 | Nam Dinh – Thanh Hoa - Pho Noi | 4 x 1 | New construction, connection, completion of Nam Dinh 500kV substation diagram.
16 | Sam Nuea - Hoa Binh 2 switching Station | 2 x 110 | New construction
17 | Hoa Binh 2 Switching Station - Hoa Binh - Nho Quan and Son La - Nho Quan | 4 x 5 | New construction
18 | Hoa Binh 2 Switching Station - West Hanoi | 2 x 80 | New construction
19 | Vietnam - China Border - Lao Cai | 2 x 65 | Buy electricity from China
20 | Lao Cai - Vinh Yen | 2 x 210 | Connecting to 500 kV Lao Cai substation, Releasing small hydropower plants and making provision to buy electricity from

## Table_86
0 | 1 | 2 | 3
China
21 | Lang Son - Bac Giang (*) | 2 x 120 | New construction
22 | Lang Son - Yen The (*) | 2 x 120 | New construction
23 | Yen Bai - Thai Nguyen (*) | 2 x 100 | New construction, in case of high development of renewable energy sources in the Northwest, on the basis of renewable energy sources allocated to localities according to Document No. 1649/BCT-DL of the Ministry of Industry and Trade dated March 5, 2025.
24 | Yen Bai - Lao Cai - Vinh Yen (*) | 4 x 20 | New construction, in case of high development of renewable energy sources in the Northwest, on the basis of renewable energy sources allocated to localities according to Document No. 1649/BCT-DL of the Ministry of Industry and Trade dated March 5, 2025.
25 | Hiep Hoa - Thai Nguyen | 2 x 29 | Connecting to 500 kV Thai Nguyen Substation
26 | Yen The - Thai Nguyen | 2 x 70 | New construction
27 | Vinh Yen - Son La - Hiep Hoa and Viet Tri - Hiep Hoa | 4 x 5 | Connecting to 500 kV Vinh Yen Substation
28 | Bac Giang - Bac Ninh | 2 x 40 | New construction
29 | Bac Giang - Quang Ninh - Hiep Hoa | 4 x 5 | Connecting to 500 kV Bac Giang Substation
30 | Bac Ninh - Dong Anh - Pho Noi | 2 x 1 | Connecting to 500 kV Bac Ninh Substation
31 | Bac Ninh 2 - Bac Giang - Hiep Hoa | 4 x 10 | Connecting of 500 kV Bac Ninh 2 substation
32 | LNG Quang Ninh - Quang Ninh | 2 x 30 | New construction, synchronized power source. Replace the 500 kV LNG Quang Ninh I - Quang Ninh line in Power Plan VIII. In case the 500 kV Quang Ninh substation cannot expand the feeder, carry out a transition connection to the 500 kV Quang Ninh - Hiep Hoa line.
33 | Lai Chau - Than Uyen | 2 x 75 | New construction
34 | Than Uyen - Yen Bai (*) | 2 x 170 | New construction, in case of high development of renewable energy sources in the Northwest, on the basis of renewable energy sources allocated to localities according to Document No. 1649/BCT-DL of the Ministry of Industry and Trade dated March 5, 2025.
35 | Dien Bien - Lai Chau (*) | 2 x 50 | New construction
36 | Son La 1 - Son La - Hoa Binh and Son La - Nho Quan (*) | 2 x 150 | New construction, in case of high development of renewable energy sources in the Northwest, on the basis of renewable energy sources allocated to localities according to Document No. 1649/BCT-DL of the Ministry of Industry and Trade dated March 5, 2025.
37 | Son La 1 - Son Tay (*) | 2 x 150 | New construction, in case of high development of renewable energy sources in the Northwest, on the basis of renewable energy sources allocated to localities according to Document No. 1649/BCT-DL of the Ministry of Industry and Trade dated March 5, 2025.

## Table_87
0 | 1 | 2 | 3
38 | Son La 2 - Son La 1 (*) | 2 x 50 | New construction, in case of high development of renewable energy sources in the Northwest, on the basis of renewable energy sources allocated to localities according to Document No. 1649/BCT-DL of the Ministry of Industry and Trade dated March 5, 2025.
39 | Hoa Binh Hydropower Expansion - Hoa Binh - Nho Quan | 2 x 1 | Synchronous Hoa Binh Hydropower Expansion
40 | Quynh Luu - Quang Trach - Thanh Hoa | 4 x 5 | New construction
41 | LNG Nghi Son - LNG Quynh Lap | 2 x 10 | New construction, in case of LNG Nghi Son, LNG Quynh Lap is behind schedule, invest first in Quynh Luu - Hung Yen 1 line
42 | LNG Nghi Son - Hung Yen 2 | 2 x 190 | New construction, in case of LNG Nghi Son, LNG Quynh Lap is behind schedule, invest first in Quynh Luu - Hung Yen 2 line
43 | LNG Quynh Lap - Quynh Luu | 2 x 15 | New construction, in case of LNG Nghi Son, LNG Quynh Lap is behind schedule, invest first in Quynh Luu - Hung Yen 2 line
44 | Connection to North Central Pumped Storage Hydropower | 2 x 50 | New construction, source synchronization
45 | LNG Quang Trach II - Quang Trach | 2 x 1 | New construction, synchronized power source
46 | Nam Cam Switching Station - Vung Ang - Nho Quan | 4 x 12 | New construction, serving the connection of imported power source to Laos. Transition on 02 existing 500 kV Vung Ang - Nho Quan line circuits (circuits 1,2)
47 | Vung Ang - Hoa Binh 2 Switching Station | 2 x 380 | New construction, using large cross-section phase wires, switching the connection of the 500kV Vung Ang - Da Nang - Ha Tinh line (circuits 3,4), combined with replacing the superheat wire in this section.
48 | Vung Ang - Ha Tinh - Da Nang (circuit 3,4) | 2 x 16 | Transition to 500 kV Ha Tinh - Da Nang line circuit 2
49 | Ha Tinh 2 - Vung Ang - Ha Tinh (*) | 4 x 5 | New construction
50 | Phila wind power – Nam Cam 500 kV Switching Station | 2 x 35 | Proposed plan in the document of the Provincial People's Committee, serving the import of Lao electronics
51 | Cha Lo wind power - 500 kV Ha Tinh Substation | 2 x 50 | Proposed plan in the document of the Provincial People's Committee, serving the import of electricity from Laos
52 | Connection of AC/DC/AC Converter Station (Back-To- Back) 500kV Lao Cai | 4 x 2 | Serving the connection of electricity import from China, implemented when the competent authority approves the policy of importing electricity from China via Lao Cai, if the Back-to-Back conversion station is built in Vietnam territory.
53 | Provision for connecting power sources in Boulikhamxay and Khammouane provinces, Laos | 600 | New construction
54 | Provision for the construction and renovation of 500 kV lines | 200 | New construction and renovation

## Table_88
0 | 1 | 2 | 3
II | Phase 2031-2035
1 | Connecting HVDC converter station Bac Bo 1 (*) | 120 | New construction, length, cross-section of conductors and route orientation The line will be standardized during the project implementation phase.
2 | Connecting HVDC converter station Bac Bo 2 (*) | 120 | For new construction, the length, cross- section of conductors and line direction will be determined precisely during the project implementation phase.
3 | Connecting HVDC converter station Bac Bo 3 (*) | 120 | New construction, length, cross-section of conductors and line direction will be precisely determined during project implementation phase.
4 | Van Tri - Vinh Yen | 2 x 40 | New construction
5 | Busbar 2 - Busbar 1 - Hai Phong 2 (*) | 4 x 5 | New construction, synchronized with the scale and progress of the offshore wind power source in the North. The detailed plan and volume will be accurate during the project implementation phase, depending on the results of the actual sea survey.
6 | Ha Nam - Thai Binh | 2 x 20 | New construction
7 | Nam Dinh 2 - Nghi Son LNG - Hung Yen 2 | 4 x 5 | New construction
8 | Nam Dinh - Nam Dinh 3 | 2 x 18 | New construction, synchronized with 500 kV Nam Dinh 3 substation
9 | Busbar 4 - Bac Giang (*) | 2 x 135 | New construction, synchronized with the scale and progress of the offshore wind power source in the North. The detailed plan and volume will be accurate during the project implementation phase, depending on the results of the actual sea survey.
10 | Ha Giang - Yen Bai - Thai Nguyen | 2 x 180 | New construction
11 | Lang Son 2 500 kV - Lang Son - Yen The | 4 x 10 | New construction
12 | Thai Nguyen 2 - Thai Nguyen - Yen The | 2 x 20 | New construction
13 | Phu Tho - Turn Son La - Viet Tri | 4 x 20 | New construction
14 | Son Tay - Vinh Tuong | 2 x 20 | New construction
15 | Bac Ninh 3 - Hung Yen 1 - Pho Noi | 4 x 10 | New construction
16 | Busbar 3 - Lang Son (*) | 2 x 140 | New construction, synchronized with the scale and progress of the offshore wind power source in the North. The detailed plan and volume will be accurate during the project implementation phase, depending on the results of the actual sea survey.
17 | Hai Ha - Busbar 3 - Lang Son | 2 x 5 | New construction, synchronized with the scale and progress of the offshore wind power source in the North. The detailed plan and volume will be accurate during the project implementation phase, depending on the results of the actual sea survey.
18 | Renewable Energy Lai Chau 1 - Turn to Lai Chau - Than Uyen (*) | 4 x 20 | New construction
19 | LNG Cong Thanh - Nghi Son - Nho Quan | 2 x 20 | New construction, synchronized power source. Specific connection plan is accurate

## Table_89
0 | 1 | 2 | 3
during project implementation phase.
20 | LNG Thai Binh Phase 2 - Thai Binh | 2 x 50 | New construction, synchronized power source. Specific connection plan is accurate during project implementation phase.
21 | LNG Vung Ang III - Vung Ang - Quang Trach | 2 x 20 | New construction, synchronized power source. Specific connection plan is accurate during project implementation phase.
22 | LNG Thanh Hoa - LNG Cong Thanh | 2 x 5 | New construction, synchronized power source. Specific connection plan is accurate during project implementation phase.
23 | LNG Cong Thanh - Bac Ninh 3 | 2 x 220 | New construction, synchronized power source. Specific connection plan is accurate in project implementation phase. Consider using four-circuit poles, maximizing route direction with LNG Nghi Son - Hung Yen 1.
24 | Connecting to Bac Bo 1 Pumped Storage Hydropower (*) | 4 x 20 | New construction, synchronized power source
25 | Dong Phu Yen Pumped Storage Hydropower - Son La - Viet Tri and Son La - Vinh Yen | 4 x 20 | New construction, synchronized power source
26 | Bac Bo 1 Pumped Storage Hydropower - Son La 1 - Son Tay (*) | 4 x 20 | New construction, synchronized power source
27 | Tinh Gia - LNG Nghi Son - Hung Yen 2 | 4 x 4 | New construction
28 | LNG Hai Phong - Hai Phong 500 kV Substation (or Gia Loc 500 kV Substation) | 2 x 45 | Synchronizing Hai Phong LNG Thermal Power Plant Phase I
29 | LNG Quang Trach III - Quang Trach | 2 x 1 | New construction, synchronized power source
30 | Quang Tri - Vung Ang renovation (circuit 2) | 2 x 200 | New construction, contingency plan in case of deploying HVDC middle of Central 1 - North 1, utilizing the existing 500 kV Quang Tri - Vung Ang line
31 | Son La Hydropower Expansion - Son La Hydropower - Lai Chau | 1 x 5 | New construction, synchronized power source. Proposed plan in EVN's Document No. 862/EVN-KH dated February 11, 2025. Specific connection plan is accurate during project implementation phase.
32 | Lai Chau Hydropower Expansion - Lai Chau Hydropower - Lai Chau | 2 x 1 | New construction, synchronized power source. Proposed plan in EVN's Document No. 862/EVN-KH dated February 11, 2025. Specific connection plan is accurate during project implementation phase.
33 | Renovation Vung Ang - Nho Quan (circuit 1) | 2 x 360 | Renovation of existing 500 kV line into 02 circuits
34 | Provision for the construction and renovation of 500 kV lines | 3 x 40 | New construction and renovation

## Table_90
0 | 1 | 2 | 3
No. | Project name | Capacity (MVA) | Note
I | Phase 2025-2030
1 | Van Tri | 750 | Renovation and capacity improvement
2 | West Hanoi | 750 | Renovation and capacity improvement
3 | Soc Son 2 | 250 | New construction
4 | Van Dien | 500 | New construction
5 | Long Bien 2 | 500 | New construction
6 | Me Linh | 500 | New construction
7 | Chuong My | 250 | New construction
8 | Ung Hoa | 500 | New construction
9 | Dai Mo | 750 | New construction
10 | Hoa Lac | 500 | New construction
11 | Cau Giay | 250 | New construction
12 | Hai Ba Trung | 250 | New construction
13 | Thanh Xuan | 750 | New construction
14 | Dan Phuong | 500 | New construction
15 | Phu Xuyen | 250 | New construction
16 | Hoa Lac 2 | 500 | New construction
17 | Hanoi 2 Renewable energy (*) | 500 | New construction
18 | Vat Cach | 500 | Renovation and capacity improvement
19 | Hai Phong thermal power | 500 | Renovation and capacity improvement
20 | Do Son | 250 | New construction
21 | An Lao | 500 | New construction
22 | Dai Ban | 250 | New construction
23 | Duong Kinh | 500 | New construction
24 | Tien Lang | 500 | New construction
25 | Cat Hai | 500 | New construction
26 | Pha Lai thermal power | 750 | Renovation and capacity improvement
27 | Gia Loc | 500 | New construction
28 | Tu Ky | 250 | New construction
29 | Hai Duong | 500 | Renovation and capacity improvement
30 | Tan Viet | 500 | New construction
31 | Thanh Ha | 250 | New construction
32 | Nhi Chieu | 250 | New construction
33 | Nam Sach | 250 | New construction
34 | Thanh Mien | 250 | New construction
35 | Hung Yen 2 500 kV interconnection | 250 | New construction
36 | Bai Say | 500 | New construction
37 | Van Giang | 250 | New construction
38 | Ly Nhan | 500 | New construction
39 | Dong Van | 750 | New construction
40 | Hai Hau | 500 | New construction
41 | Nam Dinh 2 | 250 | New construction
42 | Nghia Hung | 500 | New construction
43 | Nam Dinh 3 | 750 | New construction
44 | Giao Thuy | 250 | New construction
45 | Quynh Phu | 500 | New construction
46 | Vu Thu | 500 | New construction
47 | Thai Binh 500 kV interconnection | 500 | New construction

## Table_91
0 | 1 | 2 | 3
48 | Ninh Binh 2 | 500 | New construction
49 | Nho Quan 500 kV interconnection | 500 | Renovation and capacity improvement
50 | Tam Diep | 250 | New construction
51 | Gia Vien | 500 | New construction, implemented in case of relocation of Ninh Binh 220kV
52 | Ha Giang | 375 | substation Renovation and capacity improvement
53 | Bac Quang | 500 | Renovation and capacity improvement
54 | Cao Bang | 500 | Renovation and capacity improvement
55 | Bac Ha | 250 | New construction
56 | Bat Xat | 500 | New construction
57 | Lao Cai 500 kV interconnection | 500 | New construction
58 | Van Ban | 250 | New construction
59 | Bac Kan 1 (*) | 500 | New construction
60 | Lang Son | 500 | Renovation and capacity improvement
61 | Dong Mo | 500 | New construction
62 | Lang Son 2 (*) | 500 | New construction
63 | Lang Son 1 (*) | 500 | New construction
64 | Tuyen Quang | 500 | Renovation and capacity improvement
65 | Nghia Lo | 500 | New construction
66 | Yen Bai | 500 | Renovation and capacity improvement
67 | Luc Yen | 250 | New construction
68 | Yen Bai 1 (*) | 500 | New construction
69 | Yen Bai 2 (*) | 500 | New construction
70 | Song Cong | 500 | New construction
71 | Phu Binh 2 | 500 | New construction
72 | Dai Tu | 250 | New construction
73 | Thai Nguyen 2 Renewable energy | 500 | New construction
74 | (*) Phu Tho 2 | 500 | New construction
75 | Viet Tri 500 kV interconnection | 500 | New construction
76 | Phu Tho 3 | 250 | New construction
77 | Tam Duong | 500 | New construction
78 | Ba Thien | 500 | New construction
79 | Phuc Yen | 250 | New construction
80 | Chan Hung | 250 | New construction
81 | Bac Giang 500 kV interconnection | 500 | New construction
82 | Lang Giang | 250 | New construction
83 | Yen Dung | 500 | New construction
84 | Hiep Hoa 2 | 500 | New construction
85 | Tan Yen | 500 | New construction
86 | Viet Yen | 500 | New construction
87 | Bac Giang 1 (*) | 500 | New construction
88 | Bac Ninh 6 | 500 | New construction
89 | Bac Ninh 4 | 500 | New construction
90 | Bac Ninh 5 | 500 | New construction
91 | Bac Ninh 7 | 500 | New construction
92 | Bac Ninh 500 kV interconnection | 500 | New construction
93 | Hoanh Bo | 500 | Renovation and capacity improvement
94 | Cam Pha | 500 | Renovation and capacity improvement
95 | Quang Ninh 500 kV interconnection | 500 | Renovation and capacity improvement
96 | Khe Than | 126 | New construction
97 | Mong Cai | 500 | New construction
98 | Yen Hung | 750 | Renovation and capacity improvement

## Table_92
0 | 1 | 2 | 3
99 | Hai Ha 2 | 250 | New construction to replace 220 kV Hai Ha Industrial Park Substation
100 | Cong Hoa | 500 | Hai Ha New construction
101 | Nam Hoa | 500 | New construction
102 | Quang Ninh 1 (*) | 500 | New construction
103 | Renewable energy Quang Ninh 2 (*) | 500 | New construction
104 | Muong Te | 750 | Renovation and capacity improvement
105 | Pac Ma | 500 | New construction
106 | Phong Tho | 500 | New construction
107 | Sin Ho | 250 | New construction
108 | Than Uyen | 750 | Renovation and capacity improvement
109 | Lai Chau 1 Renewable energy (*) | 500 | New construction
110 | Lai Chau 2 Renewable energy (*) | 500 | New construction
111 | Dien Bien | 500 | New construction
112 | Dien Bien 1 (*) | 500 | New construction
113 | Dien Bien 2 (*) | 500 | New construction
114 | Muong La | 500 | Renovation and capacity improvement
115 | Song Ma | 250 | New construction
116 | Moc Chau | 250 | New construction
117 | Phu Yen | 375 | New construction
118 | Son La 1 (*) | 250 | New construction
119 | Son La 2 (*) | 500 | New construction
120 | Son La 3 (*) | 500 | New construction
121 | Son La 4 (*) | 500 | New construction
122 | Son La 5 (*) | 500 | New construction
123 | Son La 6 (*) | 500 | New construction
124 | Hoa Binh | 500 | Renovation and capacity improvement
125 | Yen Thuy | 250 | Renovation and capacity improvement
126 | Tan Lac | 250 | New construction
127 | Sam Son | 500 | New construction
128 | Tinh Gia | 500 | New construction
129 | Nghi Son Economic Zone | 750 | Renovation and capacity improvement
130 | Nghi Son Refinery Petrochemical | 500 | New construction
131 | Hau Loc | 500 | New construction
132 | Thieu Hoa | 250 | New construction
133 | Thieu Yen | 250 | New construction
134 | Thanh Hoa 1 (*) | 500 | New construction
135 | Dong Vang | 500 | New construction
136 | Nghi Son 2 | 500 | New construction
137 | Do Luong | 500 | Renovation and capacity improvement
138 | Nam Cam | 500 | New construction
139 | Quy Hop | 250 | New construction
140 | Tuong Duong | 250 | Renovation and capacity improvement
141 | Ba Thuoc | 250 | New construction
142 | Hoang Mai | 500 | New construction
143 | Hoang Mai 2 | 250 | New construction
144 | Quynh Luu 500kV interconnection | 500 | New construction
145 | Nghe An 1 Renewable energy (*) | 500 | New construction
146 | Nghe An 2 Renewable energy (*) | 500 | New construction
147 | Ha Tinh | 500 | Renovation and capacity improvement
148 | Can Loc | 250 | New construction
149 | Vung Ang | 500 | New construction

## Table_93
0 | 1 | 2 | 3
150 | Vung Tau 2 | 500 | New construction
151 | Ha Tinh 1 (*) | 500 | New construction
152 | NLTT Ha Tinh 2 (*) | 500 | New construction
153 | NLTT Ha Tinh 3 (*) | 500 | New construction
154 | NLTT Ha Tinh 4 (*) | 500 | New construction
155 | NLTT Ha Tinh 5 (*) | 500 | New construction
156 | Reserved for new construction and renovation of substations to increase | 3750 | New construction and renovation, capacity expansion
157 | capacity Install short-circuit current limiting resistors including but not limited to busbars of 500 kV Pho Noi, Tay Ha Noi, Hiep Hoa, Dan Phuong, Bac Ninh, Pha Lai and Trang Bach substations. |  | Limit short circuit current
158 | Flexible busbar diagram renovation, 4 busbar sections including but not limited to 500 kV stations Nho Quan, Son La, Dong Anh and stations Van Tri, Vat Cach, Long Bien, Truc Ninh, Thai Binh, Ha Dong, Thanh Nghi, Bac Ninh 2, Thermal power Hai Duong |  | Limit short circuit current, increase power supply reliability
II | Phase 2031-2035
1 | Soc Son 2 | 750 | Renovation and capacity improvement
2 | Van Dien | 750 | Renovation and capacity improvement
3 | Long Bien 2 | 750 | Renovation and capacity improvement
4 | Xuan Mai | 750 | Renovation and capacity improvement
5 | Chuong My | 500 | Renovation and capacity improvement
6 | Ung Hoa | 750 | Renovation and capacity improvement
7 | Hoa Lac | 750 | Renovation and capacity improvement
8 | Cau Giay | 500 | Renovation and capacity improvement
9 | Hai Ba Trung | 750 | Renovation and capacity improvement
10 | Dan Phuong | 750 | Renovation and capacity improvement
11 | Phu Xuyen | 500 | Renovation and capacity improvement
12 | Dong Anh 2 | 500 | New construction
13 | Dong Anh 3 | 500 | New construction

## Table_94
0 | 1 | 2 | 3
14 | Hoa Lac 2 | 750 | Renovation and capacity improvement
15 | Phuc Tho | 500 | New construction
16 | Thanh Tri | 500 | New construction
17 | Thanh Oai | 500 | New construction
18 | Van Tri 500 kV interconnection | 500 | New construction
19 | Van Tri 2 | 500 | New construction
20 | Dinh Vu | 750 | Renovation and capacity improvement
21 | Do Son | 500 | Renovation and capacity improvement
22 | An Lao | 750 | Renovation and capacity improvement
23 | Thuy Nguyen | 750 | Renovation and capacity improvement
24 | Dai Ban | 500 | Create, increase capacity
25 | Hai Phong 2 | 250 | New construction
26 | Dinh Vu 2 | 500 | New construction
27 | Gia Loc | 750 | Renovation and capacity improvement
28 | Tu Ky | 500 | Renovation and capacity improvement
29 | Thanh Ha | 500 | Renovation and capacity improvement
30 | Nhi Chieu | 500 | Renovation and capacity improvement
31 | Nam Sach | 500 | Renovation and capacity improvement
32 | Thanh Mien | 500 | Renovation and capacity improvement
33 | Pho Noi | 750 | Renovation and capacity improvement
34 | Pho Cao | 750 | Renovation and capacity improvement
35 | Hung Yen 500 kV interconnection | 500 | Renovation and capacity improvement
36 | Van Giang | 500 | Renovation and capacity improvement
37 | Pho Noi 500 kV interconnection | 750 | Renovation and capacity improvement
38 | Phu Ly | 750 | Renovation and capacity improvement
39 | Thanh Nghi | 750 | Renovation and capacity improvement
40 | Ly Nhan | 750 | Renovation and capacity improvement
41 | Kim Bang | 500 | New construction
42 | Nam Dinh 2 | 500 | Renovation and capacity improvement
43 | Giao Thuy | 500 | Renovation and capacity improvement
44 | Nam Dinh 2 500 kV interconnection | 500 | New construction
45 | Thai Binh 500 kV interconnection | 750 | Renovation and capacity improvement
46 | Tien Hai | 500 | Build invitation
47 | Ninh Binh 2 | 750 | Renovation and capacity improvement
48 | Tam Diep | 500 | Renovation and capacity improvement
49 | Ha Giang | 500 | Renovation and capacity improvement
50 | Ha Giang 2 | 250 | New construction
51 | Quang Uyen | 250 | New construction
52 | Lao Cai 500 kV interconnection | 750 | Renovation and capacity improvement
53 | Van Ban | 500 | Renovation and capacity improvement
54 | Lao Cai 2 | 250 | New construction
55 | Lao Cai 3 Renewable Energy (*) | 500 | New construction
56 | Dong Mo | 750 | Renovation and capacity improvement
57 | Tuyen Quang Hydropower | 250 | Renovation and capacity improvement
58 | Son Duong | 500 | New construction
59 | Luc Yen | 500 | Renovation and capacity improvement
61 | Dai Tu | 500 | Renovation and capacity improvement
62 | Phuc Xuan | 500 | New construction
63 | Phu Luong | 500 | New construction
64 | Phu Binh 3 | 500 | New construction
65 | Phu Tho 3 | 500 | Renovation and capacity improvement
66 | Viet Tri 2 | 500 | New construction

## Table_95
0 | 1 | 2 | 3
67 | Phu Tho 500 kV interconnection | 500 | New construction
68 | Vinh Yen | 750 | Renovation and capacity improvement
69 | Ba Thien | 750 | Renovation and capacity improvement
70 | Phuc Yen | 500 | Renovation and capacity improvement
71 | Chan Hung | 500 | Renovation and capacity improvement
72 | Vinh Tuong 500 kV interconnection | 500 | New construction
73 | Lang Giang | 500 | Renovation and capacity improvement
74 | Yen Dung | 750 | Renovation and capacity improvement
75 | Son Dong | 500 | Renovation and capacity improvement
76 | Tan Yen | 750 | Renovation and capacity improvement
77 | Viet Yen | 750 | Renovation and capacity improvement
78 | Chu | 500 | New construction
79 | Bac Ninh | 750 | Renovation and capacity improvement
80 | Bac Ninh 3 | 750 | Create, increase capacity
81 | Bac Ninh 2 | 750 | Renovation and capacity improvement
82 | Bac Ninh 6 | 750 | Renovation and capacity improvement
83 | Bac Ninh 2 500 kV interconnection | 500 | Build invitation
84 | Bac Ninh 3 500 kV interconnection | 500 | New construction
85 | Bac Ninh 10 | 750 | New construction
86 | Bac Ninh 9 | 750 | New construction
87 | Quang Ninh 500 kV interconnection | 750 | Renovation and capacity improvement
88 | Hai Ha 2 | 500 | Renovation and capacity improvement
89 | Van Don | 250 | New construction
90 | Sin Ho | 750 | Renovation and capacity improvement
91 | Lai Chau 3 Renewable Energy (*) | 500 | New construction
92 | Lai Chau 4 Renewable Energy (*) | 500 | New construction
93 | Song Ma | 500 | Renovation and capacity improvement
94 | Yen Thuy | 500 | Renovation and capacity improvement
95 | Luong Son | 250 | New construction
96 | Hoa Binh 1 (*) | 250 | New construction
97 | Thieu Hoa | 500 | Renovation and capacity improvement
98 | Thieu Yen | 500 | Renovation and capacity improvement
99 | Tinh Gia 500 kV interconnection | 500 | New construction
100 | Quy Hop | 500 | Renovation and capacity improvement
101 | Tuong Duong | 500 | Renovation and capacity improvement
102 | Hoang Mai 2 | 500 | Renovation and capacity improvement
103 | Hung Nguyen | 500 | New construction
104 | Cua Lo | 500 | New construction
105 | Can Loc | 500 | Renovation and capacity improvement
106 | Loc Ha | 250 | New construction
107 | Provision for new construction and | 2750 | New construction and renovation,

## Table_96
0 | 1 | 2 | 3
108 | Projects to improve the ability to control and operate power stations and power systems |  | i Including but not limited to projects: Replacing, installing electric resistors, capacitor banks, SVCs, SVGs, FACTS devices, BESSs, synchronous compensators...; expanding substation bays, renovating and completing substation diagrams in a flexible direction; installing short-circuit current limiting devices, replacing and upgrading devices to ensure synchronous short- circuit current capacity, setting up automatic circuits; replacing devices to ensure synchronous load capacity of transmission lines and transformers; nstalling and replacing devices, control systems, SCADA/EMS systems,

## Table_97
0 | 1 | 2 | 3
No. | Number Line name of X km Note circuits
I | Phase 2025-2030
1 | Dong Anh 500 kV - Van Tri | 2 x 16 | New construction
2 | Dai Mo (My Dinh) - West Hanoi - Thanh Xuan | 4 x 2 | Connecting to Dai Mo 220 kV Substation
3 | West Hanoi - Thanh Xuan | 4 x 16 | Connecting to Thanh Xuan 220 kV Substation
4 | Renovating 220 kV Son Tay - Vinh Yen line from 1 circuit to 2 circuits | 2 x 30 | Convert one circuit into two circuits, and simultaneously change the connection into a two-circuit line Son Tay - Vinh Yen
5 | Chuong My - Hoa Binh - Ha Dong | 2 x 2 | Connecting to 220 kV Chuong My Substation
6 | Dan Phuong 500 kV - Me Linh | 2 x 15 | New construction
7 | Dan Phuong 500 kV - Cau Giay | 2 x 20 | Overhead lines and underground cables (inner city), connecting to 220 kV Cau Giay substation
8 | Dan Phuong 500 kV connection - Chem - Van Tri and Chem - Tay Ho | 4 x 11 | New construction
9 | South Hanoi 500 kV - Ha Dong - Phu Ly | 4 x 5 | New construction
10 | Hai Ba Trung - Mai Dong | 2 x 3 | Underground cable, connecting 220 kV Hai Ba Trung substation
11 | Hai Ba Trung – Thanh Cong | 2 x 5 | Underground cable, connecting 220 kV Hai Ba Trung substation
12 | Long Bien - Mai Dong | 2 x 15 | New construction
13 | Long Bien 2 - Turn to Mai Dong - Long Bien | 4 x 3 | Connecting to 220 kV side of Long Bien 2 Substation
14 | Hung Yen 1 500 kV - Long Bien 2 | 2 x 20 | Connecting to 500 kV Hung Yen 1 substation
15 | Hung Yen 1 500 kV - Pho Noi - Thuong Tin | 4 x 4 | New construction
16 | Circuit 2 Ha Dong - Ung Hoa - Phu Ly | 2 x 40 | Converting one circuit into two circuits, expanding two bays at Ung Hoa 220 kV

## Table_98
0 | 1 | 2 | 3
station
17 | Me Linh - Soc Son - Van Tri (circuit 1) | 2 x 2 | Connection to 220 kV Me Linh Substation
18 | Me Linh - Soc Son - Van Tri (circuit 2) | 2 x 2 | Connecting 220 kV Me Linh substation. Changing the connection of 220 kV Vinh Yen 500 kV - Me Linh and Me Linh - Van Tri to Vinh Yen - Van Tri when the short-circuit current in the area increases higher than the allowable limit.
19 | South Hanoi 500 kV - Phu Xuyen | 2 x 15 | Connecting to 220 kV Phu Xuyen Substation
20 | Hoa Binh - West Hanoi circuit 4 | 1 x 50 | New construction, renovating the old Hoa Binh - Ha Dong line 3. Synchronize with renovating the 220kV distribution yard diagram of Hoa Binh hydropower to limit short circuit current.
21 | Increasing the load capacity of 500 kV Thuong Tin - Pho Noi | 2 x 34 | Increase the load capacity of 1 circuit Thuong Tin - 220 kV Pho Noi substation, 1 circuit Thuong Tin - 500 kV Pho Noi substation
22 | Increase Hiep Hoa loading capacity - Soc Son | 2 x 10 | Increase the load capacity of two circuits of the 220kV Hiep Hoa - Soc Son line, remove the remaining two circuits to limit short-circuit current.
23 | Increase loading capacity of Van Tri - Tay Ho - Chem | 2 x 20 | Ensuring electricity supply in Hanoi
24 | Increase loading capacity of Xuan Mai - Ha Dong | 1 x 25 | Renovation
25 | Soc Son 2 - Hiep Hoa - Dong Anh | 2 x 3 | Connection to 220 kV Soc Son 2 substation
26 | Son Tay 500 kV - Hoa Lac | 2 x 12 | New construction
27 | Son Tay 500 kV - Hoa Lac 2 | 2 x 15 | New construction
28 | Son Tay 500 kV - Son Tay branch - Vinh Yen | 4 x 5 | New construction
29 | West Hanoi 500 kV - Hoa Lac | 2 x 14 | New construction
30 | Ung Hoa - Ha Dong - Phu Ly | 2 x 1 | Connection to 220 kV Ung Hoa Substation
31 | Van Dien - Turn to Ha Dong - Thuong Tin | 4 x 7 | Connection to 220 kV Van Dien substation
32 | Hanoi 2 - Son Tay Renewable Energy (*) | 2 x 15 | New construction
33 | Duong Kinh - Turn to Dong Hoa - Dinh Vu | 4 x 3 | Connecting 220 kV Duong Kinh substation, and simultaneously transiting the connection from Hai Duong 2 - Dong Hoa and Dong Hoa - Dinh Vu to Hai Duong 2 - Dinh Vu
34 | An Lao - Dong Hoa - Thai Binh | 4 x 2 | Connecting to 220 kV An Lao Substation
35 | Cat Hai - Dinh Vu | 2 x 12 | In case the 220 kV Dinh Vu transformer station cannot be expanded, consider connecting a 220 kV Dinh Vu - Duong Kinh line circuit.
36 | Dai Ban - Hai Duong 2 - Duong Kinh | 4 x 2 | Connecting to Dai Ban 220 kV Substation
37 | Do Son - Duong Kinh | 2 x 8 | Connecting to 220 kV Do Son Substation
38 | Hai Phong 2 500 kV - Dong Hoa - Vat Cach | 4 x 10 | New construction
39 | Hai Phong 2 500 kV - Dai Ban | 4 x 5 | New construction, consideration of connecting to Dai Ban 220kV substation
40 | Hai Phong 500 kV - Duong Kinh | 2 x 8 | New construction

## Table_99
0 | 1 | 2 | 3
41 | Hai Phong 500 kV - Tien Lang | 2 x 14 | Connection to 220 kV Tien Lang Substation
42 | Nam Hoa - Cat Hai | 2 x 12 | New construction
43 | Busbar 1 - Do Son (*) | 2 x 10 | New construction , synchronized with the scale and progress of the offshore wind power source in the North. The detailed plan and volume will be accurate during the project implementation phase, depending on the results of the actual sea survey.
44 | Gia Loc - Hai Duong thermal power - Pho Noi | 4 x 5 | New construction
45 | 500 kV Hai Phong - Gia Loc | 2 x 32 | New construction
46 | Gia Loc 500 kV - Gia Loc - Hai Phong 500 kV | 4 x 5 | Connecting 500 kV Gia Loc substation, in case land fund cannot be arranged to connect Gia Loc 220 kV
47 | Nhi Chieu - Mao Khe - Hai Duong 2 | 4 x 2 | Connecting to 220 kV Nhi Chieu Substation
48 | Tan Viet - Gia Loc - Pho Noi | 4 x 3 | Connecting to Tan Viet 220 kV Substation
49 | Thanh Ha - 500 kV Hai Phong- Gia Loc | 2 x 12 | Connecting to Thanh Ha 220 kV Substation
50 | Tu Ky - Hai Phong 500 kV - Gia Loc | 4 x 4 | New construction
51 | Gia Loc 500 kV - Thanh Mien | 2 x 11 | New construction
52 | Nam Sach - Hai Duong thermal power | 2 x 11 | New construction
53 | Bai Say - Kim Dong | 2 x 11 | Connecting to Bai Say 220 kV Substation
54 | Hung Yen 2 500 kV - Dong van | 2 x 14 | Connecting of 500 kV Hung Yen 2 Substation
55 | Hung Yen 2 500 kV - Kim Dong - Pho Cao | 4 x 5 | Connecting of 500 kV Hung Yen 2 Substation
56 | Van Giang - Hung Yen 1 500 kV - Thuong Tin 500 kV | 4 x 2 | Connecting to 220 kV Van Giang Substation
57 | Circuit 2 Nho Quan - Phu Ly | 1 x 40 | New construction and renovation of 1 circuit into 2 circuits
58 | Dong Van - Phu Ly | 2 x 17 | Connecting 220 kV Dong Van substation, in case Phu Ly cannot expand the bays, carry out Ha Dong - Phu Ly transition
59 | Ly Nhan - Thanh Nghi - Thai Binh | 4 x 2 | Connecting to 220 kV Ly Nhan Substation
60 | Hai Hau - Truc Ninh | 2 x 17 | Connecting to 220 kV Hai Hau Substation
61 | Nam Dinh 2 - to Truc Ninh - Ninh Binh and Truc Ninh - Nam Dinh | 4 x 2 | Connecting to 220 kV Nam Dinh 2 Substation
62 | Nam Dinh 500 kV - Hai Hau | 2 x 10 | Connecting to 500 kV Nam Dinh Substation
63 | Nam Dinh 500 kV - Hau Loc | 2 x 47 | Connecting to 500 kV Nam Dinh Substation
64 | Nam Dinh 500 kV Thermal Power - Nam Dinh 3 | 2 x 18 | Synchronize with the progress of specialized load development
65 | Nam Dinh 500 kV - Ninh Binh 2 Power Plant | 2 x 30 | Large cross-section phase wire. Connection to 500 kV Nam Dinh substation
66 | Nghia Hung - Nam Dinh 500 kV Thermal Power - Hau Loc | 4 x 2 | Connecting to 220 kV Nghia Hung Substation

## Table_100
0 | 1 | 2 | 3
67 | Giao Thuy - LNG Thai Binh - Truc Ninh | 4 x 4 | New construction, connection of 220kV Giao Thuy substation
68 | Vu Thu - Thai Binh - Nam Dinh and Thai Binh - Ninh Binh | 4 x 2 | Connecting to 220 kV Vu Thu Substation
69 | LNG Thai Binh - Tien Lang | 2 x 56 | New construction, synchronized power source
70 | LNG Thai Binh - Truc Ninh | 2 x 50 | New construction, synchronized power source
71 | Quynh Phu - Thai Binh - Dong Hoa | 4 x 2 | Connecting to 220 kV Quynh Phu Substation
72 | Thai Binh 500 kV - Thai Binh - Kim Dong | 4 x 5 | Connecting to 220 kV side of Thai Binh 500 kV
73 | Thai Binh 500 kV - Thanh Nghi | 2 x 53 | New construction
74 | Renovation of 220 kV Gia Vien - Tam Diep - Bim Son 01 circuit into 02 circuits | 2 x 34 | Gia Vien - Tam Diep - Bim Son 220kV Line replaces Ninh Binh - Tam Diep - Bim Son 220kV Line in case of relocation of Ninh Binh 220kV Substation
75 | Gia Vien - Nam Dinh | 2 x 13 | Gia Vien - Nam Dinh connection switch, implemented in case of moving Ninh Binh 220 kV substation
76 | Gia Vien - Nho Quan 500 kV - Ninh Binh | 4 x 1 | Connecting to Gia Vien 220 kV Substation
77 | Increase Nho Quan loading capacity 500 kV-Ninh Binh | 2 x 26 | Renovation
78 | Ninh Binh 2 - Ninh Binh - Thai Binh | 2 x 12 | Connecting to 220 kV Ninh Binh 2 substation
79 | Tam Diep - Bim Son - Ninh Binh | 4 x 5 | Connecting to the 220 kV Tam Diep substation on one circuit first, connect the remaining circuit synchronously with the 220 kV Gia Vien - Tam Diep - Bim Son line
80 | Ninh Binh Flexible Power Plant - Nam Dinh 500 kV - Hau Loc | 2 x 16 | New construction and synchronous Ninh Binh Flexible Power Plant
81 | Bac Quang - Vietnam - China border (Ha Giang province) | 2 x 55 | Increase purchase of Chinese electricity
82 | Increase the load capacity of Ha Giang - Bac Me Thermal power and Ha Giang - Thai Nguyen | 42+51 | Increase the load capacity of AC410 sections on the Ha Giang - Bac Me DT route (42km) and Ha Giang - Thai Nguyen (5km)
83 | Hanging rope circuit 2 Ha Giang - Vietnam - China border | 1 x 30 | Increase purchase of Chinese electricity
84 | Bao Lam - Bac Me | 2 x 30 | Releasing the capacity of small hydropower plants in Ha Giang
85 | Cao Bang - Lang Son | 2 x 120 | New construction
86 | Bat Xat - 500 kV Lao Cai | 2 x 47 | Connection to 220 kV Bat Xat Substation
87 | 500 kV Lao Cai connection | 4 x 5 | Connecting to 500 kV Lao Cai substation, Bao Thang - Yen Bai branch
88 | Bac Ha - Lao Cai 500 kV | 1 x 50 | Synchronize with regional power source scale and progress
89 | Bac Ha - 500 kV Lao Cai | 1 x 5 | Reduce the load on 220kV Bao Thang transmission line - Lao Cai 500 kV
90 | Than Uyen - 500 kV Lao Cai | 2 x 73 | Connecting 220 kV Than Uyen substation, clearing small hydropower plants
91 | Van Ban - Than Uyen turn - | 4 x 10 | Connecting 220 kV Van Ban substation,

## Table_101
0 | 1 | 2 | 3
| Lao Cai 500 kV |  | releasing small hydropower capacity
92 | Increase Lao Cai capacity 500 kV-Luc Yen | 2 x 90 | Renovation
93 | Bac Kan 1 - Bac Kan (*) | 2 x 10 | New construction
94 | Dong Mo - Bac Giang - Lang Son | 4 x 1 | Connection to 220 kV Dong Mo Substation
95 | Lang Son 1 - Dong Mo (*) | 2 x 60 | Synchronize with regional power source scale and progress
96 | Lang Son 2 - Lang Son 1 500 kV (*) | 2 x 20 | New construction
97 | Yen Son Hydropower - Tuyen Quang Hydropower - Tuyen Quang | 2 x 8 | Synchronous Hydropower Yen Son
98 | Nghia Lo - Viet Tri (500 kV Viet Tri) | 2 x 93 | Relieving Small hydropower
99 | Huoi Quang - Nghia Lo | 2 x 103 | Releasing Small hydropower
100 | Bac Quang connection switch - Luc Yen | 2 x 1 | Transfer connection Bac Quang to Luc Yen
101 | Luc Yen - 220 kV Lao Cai - Yen Bai | 4 x 5 | New construction
102 | Increase the loading capacity of Luc Yen - Yen Bai | 2 x 58 | Increase load capacity, increase purchase of Chinese electricity
103 | Increase Yen Bai - Tuyen Quang loading capacity | 2 x 36 | Increase load capacity, increase purchase of Chinese electricity
104 | Yen Bai 2 - Yen Bai 500 kV (*) | 2 x 10 | New construction
105 | Yen Bai 500 kV - Yen Bai turn - Tuyen Quang (*) | 4 x 5 | New construction
106 | Yen Bai 1 - Yen Bai 500 kV (*) | 2 x 10 | New construction
107 | An Binh Power Plant Connection (*) | 2 x 10 | New construction, synchronization of power sources. Document No. 27/UBND-CN dated January 4, 2025 proposes a transitional connection on the 220kV Bao Thang - Yen Bai line. The specific connection plan is accurate during the project implementation phase.
108 | An Thinh Hydropower Connection (*) | 2 x 10 | New construction, synchronization of power sources. Document No. 27/UBND-CN dated January 4, 2025 proposes a transitional connection on the 220kV Bao Thang - Yen Bai line. The specific connection plan is accurate during the project implementation phase.
109 | Viet Thanh Hydropower Connection (*) | 2 x 10 | New construction, synchronization of power sources. Document No. 27/UBND-CN dated January 4, 2025 proposes a transitional connection on the 220kV Bao Thang - Yen Bai line. The specific connection plan is accurate during the project implementation phase.
110 | Thai Nguyen 2 Renewable Energy Plant - Tuyen Quang - Thai Nguyen 500 kV ( * ) | 2 x 10 | New construction, synchronized power source
111 | Phu Binh 2 - Thai Nguyen - Bac Giang | 2 x 13 | Connecting to 220 kV Phu Binh 2 Substation
112 | 500 kV Hiep Hoa - Phu Binh 2 | 2 x 14 | Connecting to 220 kV Phu Binh 2 Substation
113 | 500 kV Thai Nguyen - Luu Xa - Phu Binh | 2 x 13 | Connecting to 220 kV side of 500 kV Thai Nguyen substation

## Table_102
0 | 1 | 2 | 3
114 | 500 kV Thai Nguyen - Malungtang - Thai Nguyen | 2 x 14 | Connecting to 220 kV side of 500 kV Thai Nguyen substation
115 | 500 kV Thai Nguyen - Tuyen Quang Branch (TBA) - Phu Binh | 2 x 14 | Connecting to 220 kV side of 500 kV Thai Nguyen substation
116 | Dai Tu - Branch to Tuyen Quang - Thai Nguyen 500 kV | 4 x 2 | Connecting to Dai Tu 220 kV Substation
117 | Yen The 500 kV connection | 4 x 4 | New construction
118 | Hiep Hoa 2 - Hiep Hoa 500 kV - Phu Binh 2 | 4 x 5 | Connection to 220 kV Hiep Hoa 2 Substation
119 | Increase the loading capacity of Hiep Hoa - Phu Binh | 1 x 11 | Increase the load capacity of ACSR410 circuit
120 | Increase load capacity Thai Nguyen - Luu Xa - Phu Binh | 1 x 30 | Renovation
121 | Song Cong - Tuyen Quang - Phu Binh | 2 x 1 | Connecting to 220 kV Song Cong Substation
122 | Tan Yen - Yen The - Viet Yen | 4 x 5 | Connecting to Tan Yen 220 kV Substation
123 | Yen The 500 kV - Viet Yen | 2 x 25 | Connecting to 220 kV Viet Yen Substation
124 | 500 kV Viet Tri - Ba Thien (500 kV Vinh Yen) | 2 x 50 | New construction
125 | Phu Tho 2 - Son La - Viet Tri | 2 x 1 | Connecting to 220 kV Phu Tho 2 Substation
126 | Increase load capacity to 500 kV Viet Tri - Viet Tri | 2 x 10 | Renovation
127 | Increasing the load capacity of 500 kV Viet Tri - Vinh Tuong | 1 x 27 | Renovation
128 | Increasing the load capacity of 500 kV Viet Tri - Vinh Yen | 1 x 36 | Renovation
129 | Phu Tho 3 - Nghia Lo - 500 kV Viet Tri | 4 x 22 | Connection to 220 kV Phu Tho 3 Substation
130 | Ba Thien (Vinh Yen 500 kV) - Vinh Yen - Soc Son | 2 x 13 | Connecting to Ba Thien 220kV substation. Combining renovation and increasing the load capacity of the existing line from Vinh Yen 220kV to the intersection point.
131 | Chan Hung - 500 kV Viet Tri - 220 kV Vinh Yen | 2 x 2 | Connecting to 220 kV Chan Hung Substation
132 | Phuc Yen - Vinh Yen 500 kV - 220 kV Vinh Yen | 2 x 1 | New construction
133 | Tam Duong - 500 kV Viet Tri - Ba Thien (500 kV Vinh Yen) | 4 x 4 | Connecting to Tam Duong 220 kV Substation
134 | Vinh Tuong - Vinh Yen | 2 x 17 | New construction and renovation, conversion of connection to 02-circuit line Vinh Tuong - Vinh Yen
135 | Vinh Yen 500 kV - Me Linh | 2 x 28 | Replacing the 220 kV Me Linh - Ba Thien line in the adjusted Power Plan VII. The 220 kV Ba Thien station is connected to the 500 kV Vinh Yen station.
136 | Pha Lai Thermal power - Bac Giang Circuit 2 | 2 x 27 | Convert 1 circuit into 2 circuits
137 | Bac Giang 1 - Lang Son 1 (*) | 2 x 35 | Synchronize with regional power source scale and progress
138 | Bac Giang 500 kV - An Khanh Thermal Power Plant Bac Giang | 4 x 8 | Connection to 220kV side of 500kV Bac Giang substation

## Table_103
0 | 1 | 2 | 3
- Lang Son
139 | Connecting to An Khanh Bac Giang Thermal Power Plant | 4 x 14 | Synchronizing An Khanh Bac Giang Thermal Power Plant, connecting on 220 kV Bac Giang - Lang Son line
140 | Dong Mo - Son Dong | 2 x 60 | New construction
141 | Lang Giang - Bac Giang - Thai Nguyen | 2 x 1 | Connection of 220 kV Lang Giang transformer station
142 | Yen Dung - Pha Lai Thermal power - Quang Chau | 2 x 1 | Connecting to Yen Dung 220 kV Substation
143 | Bac Ninh 4 - Dong Anh | 2 x 14 | Connecting to 220 kV Bac Ninh 4 Substation
144 | Bac Ninh 5 - Bac Ninh 500 kV - Pho Noi | 2 x 7 | Connecting to 220 kV Bac Ninh 5 substation
145 | Bac Ninh 500 kV - Bac Ninh | 2 x 10 | Synchronize with the connection of 220kV Pha Lai - Bac Ninh and Bac Ninh - Quang Chau lines to Pha Lai - Quang Chau to limit short-circuit current.
146 | Bac Ninh 500 kV - Bac Ninh 4 | 2 x 14 | New construction
147 | Bac Ninh 500 kV - Bac Ninh 2 - Pho Noi | 4 x 3 | Connecting to 220 kV Bac Ninh 500 kV
148 | Bac Ninh 6 - Pha Lai - 500kV Pho Noi | 2 x 3 | Connecting 220 kV Bac Ninh 6 substation, consider using 04-circuit poles before 02 circuits
149 | Bac Ninh 7 - Dong Anh 500 kV - Bac Ninh 4 | 4 x 2 | New construction
150 | Cong Hoa - Cam Pha - Hai Ha | 4 x 2 | New construction
151 | Vietnam - China Border - Mong Cai | 2 x 15 | New construction to serve increased purchase of Chinese electricity
152 | Hai Ha - Mong Cai | 2 x 40 | New construction
153 | Hai Ha - Hai Ha 2 | 2 x 10 | New construction, replacement of Hai Ha - Hai Ha Industrial Park power line in the VIII Master Plan
154 | Khe Than – Branch to Trang Bach - Hoanh Bo | 2 x 2 | Connecting to Khe Than 220 kV Station
155 | Increasing Load Capacity of Quang Ninh - Hoanh Bo | 2 x 20 | Renovation
156 | Quang Ninh 1 - Branch to Hoanh Bo - Son Dong Thermal Power and Hoanh Bo Trang Bach (*) | 4 x 5 | Synchronize with regional power source scale and progress
157 | Yen Hung - Nam Hoa | 2 x 29 | Connecting to 220 kV Nam Hoa Substation
158 | Renewable Energy Quang Ninh 2 - Cong Hoa (*) | 2 x 16 | New construction
159 | Quang Ninh 2 500 kV – Branch to Yen Hung - Nam Hoa | 4 x 15 | New construction
160 | Quang Ninh 2 500 kV – Branch to Hoanh Bo - Trang Bach | 2 x 5 | New construction
161 | Pac Ma - Muong Te | 2 x 31 | Relieving hydropower
162 | Lai Chau 500 kV - Phong Tho | 2 x 60 | Relieving the capacity of hydropower, reducing the load of 500kV Lai Chau substation, large cross-section phase conductors
163 | Muong Te - Sin Ho | 2 x 35 | Capacity of small-scale hydropower in Muong Te
164 | Nam Ou 7 - Lai Chau | 2 x 65 | Connecting to Nam Ou 5, 6, 7 hydropower plants (Laos). The entire route is 2x97km, 2x65km in Vietnam.

## Table_104
0 | 1 | 2 | 3
Synchronized hydropower source from Laos.
165 | Phong Tho - Than Uyen | 2 x 88 | Relieving small hydropower
166 | Sin Ho – Branch to 500 kV Lai Chau - Phong Tho | 4 x 5 | Connecting to 220 kV Sin Ho substation, relieving local power source
167 | Renewable Energy Lai Chau 1 - Than Uyen (*) | 2 x 10 | New construction
168 | Renewable Energy Lai Chau 2 - Than Uyen (*) | 2 x 10 | New construction
169 | Than Uyen 500 kV – Than Uyen | 2 x 10 | New construction, connecting to Phong Tho - Than Uyen
170 | Than Uyen 500 kV - Branch to Ban Chat Hydropower - Than Uyen | 4 x 5 | New construction
171 | 500 kV Son La - Dien Bien | 2 x 133 | Connecting to 220 kV Dien Bien Substation
172 | Dien Bien 1 - Dien Bien (*) | 2 x 23 | Synchronize with regional power source scale and progress
173 | Dien Bien 1 - Lai Chau (*) | 2 x 52 | Synchronize with regional power source scale and progress
174 | Nam Ou 5 - Dien Bien | 2 x 22 | Connecting to Nam Ou 5, 6, 7 Hydropower Plants (Laos). The entire route is 2x73km, 2x22km in Vietnam. Synchronize with hydropower sources from Laos.
175 | Dien Bien 2 - Dien Bien 500 kV(*) | 2 x 18 | New construction
176 | Dien Bien 500 kV - Branch to Dien Bien 1 - Dien Bien (*) | 4 x 5 | New construction
177 | Moc Chau – Branch to Trung Son Hydropower | 2 x 35 | Connecting to 220 kV Moc Chau Substation
178 | Increasing load capacity of 500 kV Son La - Muong La | 1 x 21 | Synchronize with regional power source scale and progress
179 | Increasing load capacity of 500 kV Son La - Son La | 1 x 41 | Synchronize with regional power source scale and progress
180 | Increasing loading capacity of Huoi Quang - Son La | 2 x 20 | New construction
181 | Phu Yen – Branch to Son La - Viet Tri | 2 x 7 | Connecting to 220 kV Phu Yen substation (specialized load power supply)
182 | Son La 1 - Branch to Son La – Suoi Sap 2A(*) | 2 x 5 | Synchronize with regional power source scale and progress
183 | Song Ma - Son La 500 kV(*) | 2 x 83 | Relieving small hydropower capacity
184 | Son La 2 - Son La (*) | 2 x 35 | New construction
185 | Son La 3 - Son La 1 500 kV (*) | 2 x 20 | New construction
186 | Son La 4 - Son La 1 500 kV (*) | 2 x 20 | New construction
187 | Son La 5 - Son La 1 500 kV (*) | 2 x 20 | New construction
188 | Son La 6 - Branch to Huoi Quang - Nghia Lo (*) | 2 x 20 | New construction
189 | Connecting to Tan Lac | 6 x 5 | Tan Lac – Branch to Hoa Binh - Yen Thuy and change the connection to Trung Son Hydropower plant, forming 220 kV double circuit lines Hoa Binh - Tan Lac, Tan Lac - Yen Thuy and Tan Lac - Trung Son Hydropower plant - Hoi Xuan Hydropower plant
190 | Thanh Hoa 500 kV - Sam Son | 2 x 36 | Connecting to 220 kV Sam Son Substation
191 | 500 kV Thanh Hoa - Hau Loc | 2 x 35 | Connecting to Hau Loc 220 kV

## Table_105
0 | 1 | 2 | 3
Substation
192 | Dong Vang - Branch to Nghi Son Thermal Power Plant - Nong Cong | 4 x 4 | Synchronize with load development progress
193 | Circuit 3 Thanh Hoa - Nghi Son - Quynh Luu | 1 x 83 | Install 2nd circuit
194 | Increasing the load capacity of Nong Cong - 500 kV Thanh Hoa | 2 x 26 | Renovation in case of relieving Nghi Son 2 Thermal Power Plant via 220 kV grid.
195 | Nghi Son Thermal Power Plant – Branch to Nong Cong - Quynh Luu | 2 x 10 | Change the connection of Nong Cong - Nghi Son and Nghi Son - Quynh Luu to Nong Cong - Quynh Luu. Replace the 220 kV line Nghi Son Thermal Power Plant – Branch to Nghi Son - Vinh
196 | Nghi Son 2 - Branch to Nghi Son Industrial Park - Nong Cong | 4 x 2 | Connecting to Nghi Son 2 220kV station, synchronize with the progress of specialized load development
197 | Nong Cong - Nghi Son – change the connection to Nghi Son Thermal Power Plant | 2 x 42 | Phase 2 of Nghi Son Thermal Power Plant line – Branch to Nong Cong - Quynh Luu, restoring the original condition of Nong Cong - Quynh Luu 220 kV transmission line
198 | Nam Sum Hydropower Plant (Laos) - Nong Cong | 2 x 129 | Another name of the 220 kV line "220 kV Nam Sum - Nong Cong Switching Station (with transmission line in the Vietnamese territory)", was approved in document No. 1889/TTg-CN dated December 27, 2018 of the Prime Minister. Synchronize with Nam Sum Lao Hydropower Plant
199 | Thanh Hoa 1 – Branch to Nghi Son - Nong Cong (*) | 4 x 2 | Synchronize with regional power source scale and progress
200 | Thanh Hoa 500 kV - Bim Son | 2 x 36 | Converting 220 kV Ba Che - Bim Son line from single circuit into double circuit
201 | Thieu Hoa - Thanh Hoa 500 kV | 2 x 5 | Connecting to 220 kV Thieu Hoa Substation
202 | Connected line of 220 kV Nghi Son Petrochemical Substation | 2 x 10 | New construction
203 | Thieu Hoa - Thieu Yen | 2 x 25 | Connecting to 220 kV Thieu Yen Substation
204 | Hoi Xuan Hydropower Plant – Branch to Trung Son - Nho Quan | 2 x 16 | New construction
205 | Hoi Xuan Hydropower Plant - Ba Thuoc | 2 x 30 | Connecting to 220 kV Ba Thuoc Substation
206 | Tinh Gia - Branch to Nong Cong - Nghi Son | 2 x 8 | Connecting to 220 kV Tinh Gia Substation
207 | Nghe An 1 Renewable Energy - Nam Cam (*) | 2 x 20 | New construction
208 | Nghe An 2 Renewable Energy - Quy Hop (*) | 2 x 20 | New construction
209 | Truong Son Wind Power - Do Luong (*) | 2 x 40 | New construction
210 | Do Luong - Nam Cam | 2 x 36 | Relieving capacity of Lao Hydropower Plant and Western Nghe An Hydropower Plant
211 | Tuong Duong - Do Luong | 2 x 81 | Synchronize with Nam Mo hydropower cluster (Laos)
212 | Quynh Luu 500 kV branch to Nghi Son - Quynh Luu | 4 x 10 | Connecting to 220 kV side of Quynh Luu 500 kV

## Table_106
0 | 1 | 2 | 3
213 | Hoang Mai - Quynh Luu 500 kV | 2 x 10 | New construction
214 | Hoang Mai – Branch to Nghi Son - Hung Dong | 2 x 10 | New construction
215 | Hoang Mai 2 – Branch to Quynh Luu 500kV - Hoang Mai | 2 x 5 | New construction
216 | My Ly – Ban Ve | 2 x 72 | Synchronize with My Ly Hydropower Plant
217 | Increasing load capacity of Hung Dong - Quynh Luu and Hung Dong - Nghi Son | 2 x 100 | Renovate and increase the load capacity of 2 circuits of the 220 kV Hung Dong - Nghi Son and Hung Dong - Quynh Luu lines or consider the plan to renovate the Hung Dong - Nghi Son line from single circuit to double circuit if the feeder bays at Nghi Son and Hung Dong substations can be expanded. Relieving capacity of Lao Hydropower Plant and Western Nghe An Hydropower Plant
218 | Quy Hop - Quynh Luu 500 kV | 2 x 5 | Connect to Quy Hop 220 kV substation, relieving capacity of small-scale hydropower.
219 | Nam Mo 1 Hydropower Plant - Branch to My Ly - Ban Ve | 2 x 18 | Synchronize with Nam Mo 1 Hydropower Plant (Vietnam)
220 | Tuong Duong – Quy Hop | 2 x 80 | Relieving the small-scale hydropower and increase electricity imports from Laos
221 | Vung Ang 2 – Branch to Vung Ang - 500 kV Vung Ang Thermal Power Plant | 2 x 2 | Connecting to 220 kV Vung Ang 2 substation, synchronized with the progress of specialized load development
222 | Vung Ang - 500 kV Vung Ang Thermal Power Plant | 2 x 13 | Connecting to 220 kV Vung Ang Substation
223 | Can Loc - Branch to Ha Tinh - Hung Dong | 4 x 2 | Connecting to 220 kV Can Loc Substation
224 | Ha Tinh 1 - Branch to Vung Ang - Ha Tinh (*) | 4 x 4 | Synchronize with regional power source scale and progress
225 | Increasing load capacity of Ha Tinh - Hung Dong | 2 x 66 | Prevent overload in dry season. Improve the load capacity of 2 existing power lines.
226 | Ha Tinh 2 Renewable Energy - Ha Tinh 2 500kV (*) | 2 x 20 | New construction
227 | Ha Tinh 3 Renewable Energy - Ha Tinh 2 500kV (*) | 2 x 20 | New construction
228 | Ha Tinh 4 Renewable Energy - Ha Tinh 2 500kV (*) | 2 x 20 | New construction
229 | Ha Tinh 5 Renewable Energy - Ha Tinh 2 500kV (*) | 2 x 20 | New construction
230 | Ban Chat Hydropower Plant Expansion - Branch to Ban Chat - Than Uyen | 2 x 1 | New construction, synchronize with power source. Proposed plan in EVN's Document No. 862/EVN-KH dated February 11, 2025. Specific connection plan is accurate during project implementation phase.
231 | Tuyen Quang Hydropower Plant Expansion - Tuyen Quang Hydropower Plant | 1 x 1 | New construction, synchronize with power source. Proposed plan in EVN's Document No. 862/EVN-KH dated February 11, 2025. Specific connection plan is finalized during project implementation phase.

## Table_107
0 | 1 | 2 | 3
232 | Song Lo 9 Hydropower Plant – Branch to Tuyen Quang - Phu Binh | 2 x 2 | Synchronize with Song Lo 9 Hydropower Plant
233 | Tuyen Quang Hydropower Plant - Branch to Ha Giang - Thai Nguyen and Bac Me Hydropower Plant - Thai Nguyen | 4 x 1 | New construction, synchronize with Tuyen Quang Expansion Hydropower Plant
234 | Estimated volume of connection of renewable energy sources | 800 | New construction
235 | Provision for the construction and renovation of new 220 kV lines | 314 | New construction and renovation
II | Phase 2031-2035
1 | Dan Phuong 500 kV - Phuc Longevity | 2 x 13 | New construction
2 | Dong Anh 2 - Branch to Van Tri - Tay Ho and Van Tri - Chem | 4 x 2 | New construction
3 | Dong Anh 3 – Branch to Van Tri - Dong Anh 500 kV | 4 x 2 | New construction
4 | Son Tay 500 kV - Phuc Tho | 2 x 6 | New construction
5 | Thanh Oai - Branch to Ung Hoa - Ha Dong | 2 x 5 | New construction, connecting to 220kV Thanh Oai substation
6 | Thanh Tri - Branch to Thuong Tin - Mai Dong | 2 x 5 | New construction, connecting to 220kV Thanh Tri
7 | Van Tri 500 kV – Branch to Van Tri -Dong Anh 2 | 4 x 10 | New construction
8 | Van Tri 500 kV - Van Tri 2 | 2 x 10 | New construction
9 | Thuan My Hydropower Plant connection | 2 x 10 | New construction, synchronize with power source. Specific connection plan is finalized during project implementation phase.
10 | Dinh Vu 2 - BB2 | 2 x 5 | New construction
11 | BB 2 - Cat Hai (*) | 2 x 5 | New construction, synchronize with the scale and progress of the offshore wind power source in the North. The detailed plan and volume will be finalized during the project implementation phase, depending on the results of the actual sea survey.
12 | Hai Phong 2 500 kV - Hai Phong 2 | 2 x 5 | New construction
13 | Gia Loc 500 kV - Gia Loc – change the connection to Gia Loc - Tan Viet | 2 x 10 | New construction
14 | Yen My – Branch to 500 kV Hung Yen 1 - Van Giang (2nd circuit) | 2 x 2 | New construction
15 | Ha Nam 500 kV - Dong Van | 4 x 12 | New construction, connecting to Ha Nam 500kV
16 | Ha Nam 500 kV – Branch to Thanh Nghi - Ly Nhan | 4 x 4 | New construction, connecting to Ha Nam 500kV
17 | Kim Bang – Branch to Dong Van - Phu Ly | 4 x 4 | New construction
18 | Nam Dinh 2 500 kV - Branch to Ninh Binh - Thai Binh | 2 x 5 | New construction
19 | Tien Hai - Branch to Thai Binh - Truc Ninh | 2 x 2 | New construction
20 | Thieu Yen - Ba Thuoc | 2 x 65 | New construction
21 | Ha Giang 2 - Ha Giang 500 kV | 2 x 10 | New construction

## Table_108
0 | 1 | 2 | 3
22 | Ha Giang 500 kV – Branch to Ha Giang - Bac Me Hydropower Plant and Ha Giang - Thai Nguyen | 4 x 10 | New construction
23 | Quang Uyen – Branch to Cao Bang - Lang Son | 4 x 5 | New construction
24 | Lao Cai 2 – Branch to Lao Cai 220 kV - China | 2 x 2 | New construction
25 | Lao Cai 3 Renewable Energy - 500 kV Lao Cai (*) | 2 x 20 | New construction
26 | Lang Son 2 500 kV – Branch to Lang Son - Dong Mo | 4 x 10 | New construction
27 | Son Duong - Branch to Tuyen Quang - Dai Tu | 2 x 2 | New construction
28 | 500 kV Thai Nguyen 2 - Phu Binh 3 | 2 x 10 | Connecting to 220 kV Phu Binh 3 Substation
29 | Phu Luong - Branch to Thai Nguyen - Bac Me Hydropower Plant | 2 x 2 | New construction
30 | Phuc Xuan – Branch to Thai Nguyen 500 kV - Thai Nguyen | 2 x 5 | New construction
31 | Thai Nguyen 2 500 kV - Phu Binh 2 | 2 x 15 | New construction
32 | Thai Nguyen 2 500 KV- Song Cong | 2 x 8 | New construction
33 | Phu Tho 3 - Viet Tri 2 | 2 x 22 | New construction connecting to 220kV Viet Tri 2 substation
34 | Phu Tho 500 kV – Branch to Phu Yen - Phu Tho 2 | 2 x 20 | New construction
35 | Phu Tho 500 kV-Viet Tri 2 | 2 x 20 | New construction
36 | Vinh Tuong 500 kV – Branch to Vinh Tuong - Vinh Yen | 4 x 8 | New construction
37 | Vinh Tuong 500 kV - Vinh Tuong | 2 x 8 | New construction, change the connection to Vinh Tuong 500kV - Chan Hung
38 | Bac Giang 500 kV - Chu | 2 x 32 | New construction
39 | Chu – Branch to Son Dong - Dong Mo | 4 x 2 | New construction
40 | Bac Ninh 2 500 kV – Branch to Bac Ninh 4 - Bac Ninh 7 | 4 x 5 | New construction
41 | Bac Ninh 3 500 kV - Bac Ninh 10 | 2 x 12 | New construction
42 | Bac Ninh 3 500 kV - Bac Ninh 9 | 4 x 2 | New construction
43 | Bac Ninh 6 – Branch to Pha Lai - 500 kV Pho Noi (2nd circuit) | 2 x 3 | New construction
44 | Cong Hoa - Van Don | 2 x 16 | New,construction, connecting to 220kV Van Don substation
45 | Lai Chau 3 Renewable Energy - Lai Chau 1 Renewable Energy 500 kV (*) | 2 x 10 | New construction
46 | Lai Chau 4 Renewable Energy - Lai Chau 1 Renewable Energy 500 kV (*) | 2 x 10 | New construction
47 | Hoa Binh 1- Yen Thuy (*) | 2 x 18 | New construction
48 | Nam Hanoi 500 kV - Luong Son | 2 x 18 | New construction
49 | Trung Son Hydropower Plant Expansion - Trung Son Hydropower Plant | 1 x 1 | New construction, synchronize with power source. Proposed plan in EVN's Document No. 862/EVN-KH dated February 11, 2025. Specific connection plan is finalized during project

## Table_109
0 | 1 | 2 | 3
implementation phase.
50 | Tinh Gia 500 kV – change the connection to Tinh Gia 220 kV | 2 x 4 | New construction
51 | Tinh Gia 500 kV – Branch to Nong Cong - Nghi Son | 4 x 4 | New construction
52 | Nam Cam 500 kV connection | 4 x 5 | Consider to cascade in 220kV Nam Cam substation
53 | Hung Nguyen - Branch to Do Luong - Nam Cam | 4 x 5 | New construction, connecting to 220kV Hung Nguyen substation
54 | Nam Cam 500 kV - Cua Lo | 2 x 11 | New construction
55 | Ban Ve Hydropower Plant Expansion – Ban Ve Hydropower Plant | 1 x 1 | New construction, synchronize with Ban Ve Hydropower Plant Expansion
56 | Loc Ha – Branch to Ha Tinh - Can Loc | 4 x 7 | New construction
57 | Huoi Quang Hydropower Plant Expansion - Huoi Quang Hydropower Plant | 2 x 1 | New construction, synchronize with power source. Proposed plan in document No. 15/SCT-QLNL of the Department of Industry and Trade of Tuyen Quang province dated January 3, 2025
58 | Huoi Quang Hydropower Plant Expansion - Branch to Ban Chat - Than Uyen | 2 x 1 | New construction, synchronize with power source. Proposed plan in document No. 15/SCT-QLNL of the Department of Industry and Trade of Tuyen Quang province dated January 3, 2025
59 | Provision for the construction and renovation of new 220 kV lines | 320 | New construction and renovation

## Table_110
0 | 1 | 2 | 3
No. | Substation name | Capacity (MVA) | Note
I | Phase 2025-2030
1 | Quang Binh (*) | 2700 | New construction, relieving renewable energy capacity
2 | Lao Bao (Huong Hoa) | 2700 | New construction, relieving renewable energy capacity
3 | Quang Tri 2 Switching Station | Switching station | New construction
4 | Quang Tri | 1800 | New construction
5 | Danang | 1800 | Renovation and capacity improvement
6 | Thanh My | 2700 | Renovation, capacity enhancement, synchronize with power source development progress
7 | Dung Quat | 900 | New construction, the name in the list of 500kV, 220kV lines connected to Dung Quat 500 kV substation is CCGT Dung Quat.
8 | Binh Dinh | 1800 | New construction
9 | Kon Tum | 1800 | New construction and installing transformer at Kon Tum 500 kV switching station in the 8th Power Development Plan, relieving renewable energy capacity
10 | Pleiku 2 | 1800 | Renovation and capacity improvement
11 | Pleiku 3 | 1800 | Renovation and capacity improvement
12 | Nhon Hoa | 1800 | New construction
13 | Krong Buk | 1800 | New construction
14 | Ea Nam (*) | 1800 | Renovation, capacity upgrade, and relieving renewable energy capacity
15 | Kon Ray (*) | 1800 | New construction, relieving renewable energy capacity
16 | Dak Lak 1 Renewable Energy (*) | 2700 | New construction, relieving renewable energy capacity
17 | Tuy Hoa | 1800 | New construction
18 | Phu Yen 1 Renewable Energy (*) | 1800 | New construction, relieving renewable energy capacity
19 | Substation capacity reserve for load growth and power source development | 1800 | New construction, renovate to increase capacity
20 | Projects to improve the ability to control and operate power stations and power systems |  | New construction, including but not limited to projects: Replacement, installation of reactors, capacitors, SVC, SVG, FACTS equipment, BESS, synchronous compensators...; expand feeder bays in substation, renovate to increase capacity, improve graphs of substations in a flexible manner; install short-circuit current limiters, replace and upgrade devices to resist short-circuit currents, establish automatic circuit; install, replace equipment, control system, SCADA/ EMS, SCADA/DMS systems, automate the station, etc.
II | Phase 2031-2035
1 | Doc Soi | 1800 | Renovation and capacity improvement
2 | Dung Quat | 1800 | Renovation, capacity increase, name in the list of 500kV, 220kV lines connected to

## Table_111
0 | 1 | 2 | 3
Dung Quat 500 kV substation is CCGT Dung Quat.
3 | Pleiku | 2700 | Renovation and capacity improvement
4 | Ea Sup Solar Power | 1800 | Renovation and capacity improvement
5 | Huong Thuy | 1800 | New construction
6 | Hoa Lien | 900 | New construction
7 | Mang Yang (*) | 1800 | New construction, relieving renewable energy capacity
8 | 500 kV Ia Blu (*) | 900 | New construction, relieving renewable energy capacity
9 | Dak Lak 1 Renewable Energy (*) | 3600 | Renovation, capacity upgrade, and relieving renewable energy capacity
10 | Dak Nong 2(*) | 1800 | New construction, supply electricity for aluminum smelting loads (as proposed in Document No. 167 UBND-KT dated January 8, 2025 of Dak Nong Provincial People's Committee) and pooling renewable energy capacity
11 | Dien Khanh | 900 | New construction
12 | Quang Tri Renewable Energy (*) | 1800 | New construction, relieving renewable energy capacity
13 | Phong Dien | 900 | New construction, considering connecting to Phong Dien 220 kV substation, relieving renewable energy capacity
14 | Dak Lak 2 Renewable Energy (*) | 3600 | New construction, relieving renewable energy capacity
15 | Substation capacity reserve for load growth and power source development | 3600 | New construction, renovation for capacity enhancement
16 | Projects to improve the ability to control and operate power stations and power systems |  | New construction, including but not limited to projects: Replacement, installation of reactors, capacitors, SVC, SVG, FACTS equipment, BESS, synchronous compensators...; expand feeder bays in substation, renovate to increase capacity, improve graphs of substations in a flexible manner; install short-circuit current limiters, replace and upgrade devices to resist short-circuit currents, establish automatic circuit; install, replace equipment, control system, SCADA/ EMS, SCADA/DMS systems, automate the station, etc.

## Table_112
0 | 1 | 2 | 3
No. | Line name | Number of x km circuits | Note
Phase 2025-2030
1 | Quang Binh - Branch to Vung Ang - Quang Tri (*) | 4 x 5 | New construction, connecting to 500 kV Quang Binh substation
2 | Quang Tri Thermal Power Plant - Quang Tri | 2 x 17 | New construction, in case Quang Tri Thermal Power Plant continues to be implemented
3 | Quang Tri – Branch to Vung Ang - Da Nang | 4 x 6 | New construction and connecting to 500 kV Quang Tri substation
4 | Quang Tri 2 Switching Station – Branch to Quang Trach – Doc Soi | 4 x 5 | New construction
5 | Lao Bao (Huong Hoa) - Quang Tri 2 switching station | 2 x 31 | New construction
6 | Xebanghieng Thermal Power Plant Cluster (Laos) - Lao Bao (*) | 2 x 20 | New construction, import electricity from Laos
7 | LNG Hai Lang - Quang Tri Thermal Power Plant | 2 x 6 | Newly build and synchronize Hai Lang LNG Phase 1. In case Quang Tri Thermal Power Plant is behind schedule, build first the Hai Lang - Quang Tri LNG line, about 23km long, connecting Hai Lang LNG Phase 1 and Quang Tri Thermal Power Plant, connecting to Hai Lang - Quang Tri LNG line (double circuits).
8 | The middle of Central Region 1 pumped storage hydropower connection (*) | 2 x 30 | New construction, detailed connection plan, length, cross-section and route direction of the power line will be determined accurately during the project implementation phase.
9 | The middle ofl Central Region 2 pumped storage hydropower connection (*) | 2 x 30 | New construction, detailed connection plan, length, cross-section and route direction of the power line will be determined accurately during the project implementation phase.
10 | Thanh My - Branch to Quang Trach – Doc Soi | 4 x 45 | New construction
11 | Monsoon - Thanh My | 2 x 22 | New construction, Electricity installed TI/2025
12 | CGGT Dung Quat - Doc Soi | 2 x 8 | New construction
13 | CGGT Central Region - Doc Soi | 2 x 20 | New construction
14 | CGGT Dung Quat – Binh Dinh | 2 x 207 | New construction
15 | Kon Ray - Branch to Doc Soi - Pleiku 2(*) | 4 x 5 | New construction and connect to 500 kV Kon Ray substation
16 | Hatsan - Kon Tum (*) | 2 x 100 | New construction, import electricity from Laos
17 | Kon Tum – Branch to Thanh My - Pleiku 2 | 4 x 5 | New construction, connect to 500 kV Kon Tum substation
18 | laly Hydropower Plant Expansion - Ialy Hydropower Plant | 1 x 2 | New construction
19 | Nhon Hoa – Branch to Pleiku – Dak Nong | 2 x 4 | New construction
20 | Dak Lak 1 Renewable Enery- Krong Buk (*) | 4 x 20 | New construction

## Table_113
0 | 1 | 2 | 3
21 | Krong Buk - Tay Ninh 1 | 2 x 314 | New construction
22 | Krong Buk – Branch to Pleiku 2 - Chon Thanh | 4 x 2 | New construction and connecting to 500 kV Krong Buk substation
23 | Van Phong - Binh Dinh | 2 x 238 | New construction
24 | Binh Dinh - Krong Buk | 2 x 216 | New construction
25 | Phu Yen 1 Renewable Energy - Tuy Hoa (*) | 2 x 30 | New construction
26 | Tuy Hoa - Branch to Van Phong - Binh Dinh | 4 x 5 | New construction and connecting to 500 kV Tuy Hoa substation
27 | Estimated connection volume and capacity relieving of renewable energy sources | 200 | New construction, renovation
28 | Reserve for additional 500 kV new construction and renovation | 200 | New construction, renovation
Phase 2031-2035
1 | Quang Tri Renewable Energy - Quang Tri 2 Switching Station (*) | 2 x 31 | New construction
2 | The middle Central Region 1 HVDC converter station connection (*) | 6 x 20 | New construction, detailed connection plan, length, cross-section and route direction of the power line will be determined accurately during the project implementation phase.
3 | Renovate Danang -Doc Soi into 2 Circuits | 2 x 100 | Renovation
4 | Huong Thuy – Branch to Quang Tri - Da Nang | 4 x 5 | New construction and connecting to 500 kV Huong Thuy substation
5 | Phong Dien – branch to Hoa Lien - Quang Tri 2 Switching Station | 4 x 10 | New construction
6 | Hoa Lien - Branch to Quang Tri 2 Switching Station - Thanh My | 4 x 5 | New construction and connecting to 500 kV Hoa Lien substation
7 | The middle of Central Region 3 pumped storage hydropower connection (*) | 2 x 30 | New construction, detailed connection plan, length, cross-section and route direction of the power line will be determined accurately during the project implementation phase.
8 | The Middle of Central Region 2 HVDC converter station connection (*) | 4 x 20 | New construction, detailed connection plan, length, cross-section and route direction of the power line will be determined accurately during the project implementation phase.
9 | The Middle of Central Region 4 Pumped Storage Hydropower Connection 4 (*) | 2 x 30 | New construction, detailed connection plan, length, cross-section and route direction of the power line will be determined accurately during the project implementation phase.
10 | Mang Yang - Branch to GT Dung Quat - Krong Buk (*) | 4 x 5 | New construction
11 | Dak Lak 1 Renewable Energy Power Plant – HVDC the Middle of Central Region 2 (*) | 2 x 350 | New construction, in case of high development of renewable energy sources in the Central Highlands, on the basis of renewable energy sources allocated to localities according to Document No. 1649/BCT-DL of the Ministry of Industry and Trade dated March 5, 2025
12 | la Blu – Branch to Pleiku 2 - Krong Buk (*) | 2 x 4 | New construction
13 | Dak Lak 2 Renewable Power Plant | 4 x 30 | New construction

## Table_114
0 | 1 | 2 | 3
– Branch to Krong Buk - Chon Thanh (*)
14 | Dak Nong 2 – Branch to Krong Buk - Tay Ninh (*) | 2 x 30 | New construction and connecting to 500 kV Dak Nong 2 substation
15 | Renovation of Dak Nong - Cau Bong from 1 circuit into 2 circuits | 2 x 180 | New construction, reserve for high- yield renewable energy development in the Central Highlands, based on renewable energy sources allocated to localities according to Document No. 1649/BCT-DL of the Ministry of Industry and Trade dated March 5, 2025
16 | Dien Khanh -Branch to Van Phong 1 - Thuan Nam | 4 x 5 | New construction
17 | Renovating Thanh My - Pleiku 2 into 2 circuits | 2 x 199 | New construction
18 | Estimated connection volume and capacity relieving of renewable energy sources | 200 | New construction, renovation
19 | Reserve for new and renovated 500 kV lines | 200 | New construction, renovation

## Table_115
0 | 1 | 2 | 3
No. | Substation name | Capacity (MVA) | Note
I | Phase 2025-2030
1 | Dong Hoi | 375 | Renovation and capacity improvement
2 | Ba Don | 500 | Renovation and capacity improvement
3 | Le Thuy (*) | 750 | New construction, relieving of renewable energy capacity
4 | Lao Bao | 750 | Renovation, capacity improvment, and relieving of renewable energy capacity
5 | Dong Ha | 500 | Renovation and capacity improvement
6 | Huong Linh | 250 | New construction
7 | Huong Tan | 500 | Renovation and capacity improvement
8 | Dong Nam | 250 | New construction
9 | Phong Dien | 500 | Renovation and capacity improvement
10 | Chan May | 250 | New construction
11 | Huong Thuy | 250 | New construction
12 | Lien Chieu | 500 | New construction
13 | Danang Airport | 250 | New construction
14 | Tien Sa | 250 | New construction
15 | Tam Ky | 500 | Renovation and capacity improvement
16 | Thanh My | 500 | Renovation and capacity improvement
17 | Tranh River 2 | 500 | Renovation and capacity improvement
18 | Duy Xuyen | 250 | Renovation and capacity improvement
19 | Tam Hiep | 250 | New construction
20 | Dien Ban | 250 | New construction
21 | Nam Hoi An | 250 | New construction
22 | Nuoc Long Hydropower | 275 | Renovation and capacity improvement
23 | Dung Quat 2 | 500 | New construction
24 | Quang Ngai 2 | 250 | New construction
25 | Phuoc An | 500 | Renovation and capacity improvement
26 | Phu My | 375 | Renovation and capacity improvement
27 | Nhon Hoi | 500 | New construction
28 | Phu My 2 | 500 | New construction, power supply for Phu My Industrial Zone
29 | Tuy Hoa | 500 | Renovation and capacity improvement

## Table_116
0 | 1 | 2 | 3
30 | Song Cau | 250 | New construction
31 | Nam Phu Yen | 750 | New construction, power supply for steel loads
32 | Van Phong | 500 | Renovation and capacity improvement
33 | Van Ninh | 250 | New construction
34 | Cam Thinh | 250 | New construction
35 | Bo Y | 250 | New construction
36 | Pleiku | 500 | Renovation and capacity improvement
37 | Chu Se | 500 | Renovation and capacity improvement
38 | An Khe | 500 | Renovation and capacity improvement
39 | Pleiku 2 500 kV cascad | 250 | New construction
40 | Krong Pa | 250 | New construction
41 | Gia Lai 1 (*) | 500 | New construction, relieving renewable energy capacity
42 | Krong Ana | 375 | Renovation and capacity improvement
43 | Cascaded Krong Buk 500 kV | 500 | New construction
44 | Ea Kar | 250 | New construction
45 | Dak Nong | 500 | Renovation and capacity improvement
46 | Dak Nong 2 | 500 | New construction
47 | Aluminum electrolysis | 1184 | New construction
48 | Quang Binh 1 (*) | 500 | New construction
49 | Quang Binh 2 (*) | 500 | New construction, relieving renewable energy capacity
50 | Quang Tri 1 (*) | 250 | New construction, relieving renewable energy capacity
51 | Quang Tri 2 (*) | 500 | New construction, relieving renewable energy capacity
52 | Quang Ngai 1 Renewable Energy (*) | 500 | New construction, relieving renewable energy capacity
53 | Kon Tum 1 (*) | 750 | New construction, relieving renewable energy capacity
54 | Kon Tum 2 (*) | 750 | New construction, relieving renewable energy capacity
55 | Kon Tum 3 (*) | 750 | New construction, relieving renewable energy capacity
56 | Mang Yang (*) | 500 | New construction, relieving renewable energy capacity
57 | Gia Lai 2 (*) | 500 | New construction, relieving renewable energy capacity
58 | Ea Hleo Renewable Energy (*) | 500 | New construction, relieving renewable energy capacity
59 | Ea Hleo | 500 | New construction
60 | Dak Nong 3 (*) | 500 | New construction, relieving renewable energy capacity
61 | Hoai My | 500 | New construction, power supply for Hoai My Industrial Zone
62 | Phu Yen 1 (*) | 500 | New construction, relieving renewable energy capacity
63 | Quang Binh 3 (*) | 500 | New construction, relieving renewable energy capacity
64 | Dak Lak 1 Renewable Energy (*) | 500 | New construction, relieving renewable energy capacity
65 | Dak Lak 2(*) | 500 | New construction, relieving renewable energy capacity
66 | Dak Lak 3 Power Plant (*) | 500 | New construction, relieving renewable energy capacity
67 | Dak Song | 500 | New construction, relieving renewable energy capacity
68 | Binh Dinh 1 (*) | 500 | New construction, relieving renewable

## Table_117
0 | 1 | 2 | 3
energy capacity
69 | Phu Yen 2 (*) | 500 | New construction, relieving renewable energy capacity
70 | Phu Yen 3 (*) | 500 | New construction, relieving renewable energy capacity
71 | Reserve capacity of 220 kV substation for load growth and power source development | 1000 | New construction, renovation for capacity improvement
72 | Projects to improve the ability to control and operate power stations and power systems |  | New construction, including but not limited to projects: Replacement, installation of reactors, capacitors, SVC, SVG, FACTS equipment, BESS, synchronous compensators...; expand feeder bays in substation, renovate to increase capacity, improve graphs of substations in a flexible manner; install short-circuit current limiters, replace and upgrade devices to resist short-circuit currents, establish automatic circuit; install, replace equipment, control system, SCADA/ EMS, SCADA/DMS systems, automate the station, etc.
II | Phase 2031-2035
1 | Dong Hoi | 500 | Renovation and capacity improvement
2 | Huong Linh | 500 | Renovation and capacity improvement
3 | Dong Nam | 500 | Renovation and capacity improvement
4 | Huong Thuy | 500 | Renovation and capacity improvement
5 | Hai Chau | 500 | Renovation and capacity improvement
6 | Danang Airport | 500 | Renovation and capacity improvement
7 | Duy Xuyen | 375 | Renovation and capacity improvement
8 | Tam Hiep | 500 | Renovation and capacity improvement
9 | Doc Soi | 375 | Renovation and capacity improvement
10 | Phu My | 500 | Renovation and capacity improvement
11 | Van Ninh | 500 | Renovation and capacity improvement
12 | Cam Thinh | 500 | Renovation and capacity improvement
13 | Bo Y | 500 | Renovation and capacity improvement
14 | Gia Lai 1 (*) | 750 | Renovation, capacity improvement, and relieving renewable energy capacity
15 | Krong Ana | 500 | Renovation and capacity improvement
16 | Ea Kar | 500 | Renovation and capacity improvement
17 | Quang Tri 1 (*) | 500 | Renovation, capacity improvement, and relieving renewable energy capacity
18 | Quang Tri 3 (*) | 250 | New construction, relieving renewable energy capacity
19 | Quang Tri 4 (*) | 500 | New construction, relieving renewable energy capacity
20 | Mang Yang (*) | 750 | Renovation, capacity improvement, and relieving renewable energy capacity
21 | Gia Lai 2 (*) | 750 | Renovation, capacity improvement, and relieving renewable energy capacity
22 | The middle of Central Region | 500 | New construction
23 | Hue 1 Renewable Energy (*) | 500 | New construction, relieving renewable energy capacity
24 | Hue 2 Renewable Energy (*) | 500 | New construction, relieving of renewable energy capacity
25 | Kon Tum 4 (*) | 500 | New construction, relieving renewable energy capacity
26 | Kon Tum 5 (*) | 500 | New construction, relieving renewable energy capacity

## Table_118
0 | 1 | 2 | 3
27 | Gia Lai 3 (*) | 500 | New construction, relieving renewable energy capacity
28 | Gia Lai 4 (*) | 500 | New construction, relieving renewable energy capacity
29 | Dak Lak 1 Renewable Energy (*) | 750 | Renovation, capacity improvement, and relieving renewable energy capacity
30 | Dak Lak 2 Renewable Energy (*) | 750 | Renovation, capacity improvement, and relieving renewable energy capacity
31 | Dak Lak 3 Renewable Energy (*) | 750 | Renovation, capacity improvement, and relieving renewable energy capacity
32 | Dak Lak 4 Renewable Energy (*) | 750 | New construction, relieving renewable energy capacity
33 | Dak Lak 5 Renewable Energy (*) | 750 | New construction, relieving renewable energy capacity
34 | Dak Lak 6 Renewable Energy (*) | 750 | New construction, relieving renewable energy capacity
35 | Dak Lak 7 Renewable Energy (*) | 750 | New construction, relieving renewable energy capacity
36 | Dak Nong 4 (*) | 750 | New construction, relieving renewable energy capacity
37 | Reserve capacity of 220 kV substation for load growth and power source development | 2000 | New construction, renovation for capacity improvement
38 | Projects to improve the ability to control and operate power stations and power systems |  | New construction, including but not limited to projects: Replacement, installation of reactors, capacitors, SVC, SVG, FACTS equipment, BESS, synchronous compensators...; expand feeder bays in substation, renovate to increase capacity, improve graphs of substations in a flexible manner; install short-circuit current limiters, replace and upgrade devices to resist short-circuit currents, establish automatic circuit; install, replace equipment, control system, SCADA/ EMS, SCADA/DMS systems, automate the station, etc.

## Table_119
0 | 1 | 2 | 3
No. | Line name | Number of x km circuits | Note
Phase 2025-2030
1 | Ba Don - Branch to Vung Ang - Dong Hoi | 2 x 3 | New construction, switching on circuit 2
2 | Le Thuy – Branch to Dong Hoi - Dong Ha | 4 x 2 | New construction, connecting to 220 kV Le Thuy substation
3 | B&T1 Wind Power – Branch to Dong Hoi - Dong Ha Circuit 2 | 4 x 10 | New construction
4 | Quang Binh 500 kV – Branch to Dong Hoi - Dong Ha | 4 x 5 | New construction, connecting to 500 kV Quang Binh substation
5 | Increasing load capacity of Dong Hoi - Dong Ha | 2 x 108 | Renovation
6 | Quang Binh 1 - Quang Binh 500 kV (*) | 2 x 21 | New construction
7 | Quang Binh 2 - Quang Binh 500 kV (*) | 2 x 25 | New construction
8 | Quang Binh 3 - Quang Binh 500 kV (*) | 2 x 25 | New construction
9 | 500 kV Quang Tri substation branching to Dong Ha - Hue and Dong Ha - Phong Dien | 6 x 6 | New construction, connecting to 500 kV Quang Tri substation
10 | Quang Tri 500 kV – Dong Nam | 2 x 27 | New construction, connecting to 220 kV Dong Nam substation
11 | Dong Ha - Hue circuit 3 | 1 x 78 | Renovation, Dong Ha - Quang Tri 500 kV - Hue
12 | TNC Quang Tri 1 Wind Power – Hương Tan | 1 x 11 | New construction, relieving renewable energy capacity
13 | Huong Linh - Lao Bao | 1 x 12 | New construction, relieving renewable energy capacity
14 | LIG Huong Hoa 1 Wind Power - Huong Tan | 1 x 13 | New construction, relieving renewable energy capacity
15 | LIG Huong Hoa 2 Wind Power – LIG Huong Hoa 1 | 1 x 8 | New construction, relieving renewable energy capacity
16 | Savan 1 Wind Power - Lao Bao | 2 x 17 | New construction, when Lao Bao 500 kV substation comes into operation, change the connection to Lao Bao (Huong Hoa) 500 kV substation
17 | 500 kV Lao Bao (Huong Hoa) -Branch to Lao Bao - Dong Ha | 4 x 5 | New construction, connecting to 500 kV Lao Bao (Huong Hoa) substation
18 | 500 kV Lao Bao (Huong Hoa) - Branch to Tai Tam - Lao Bao Road | 2 x 5 | New construction, connecting to 500 kV Lao Bao (Huong Hoa) substation
19 | Quang Tri 1 - Quang Tri 500 kV (*) | 2 x 10 | New construction
20 | Quang Tri 2 - Lao Bao 500 kV (*) | 2 x 10 | New construction
21 | Chan May – Branch to Hoa Khanh - Hue | 4 x 5 | New construction, connecting to 220 kV Chan May substation
22 | Phong Dien - Branch to Dong Ha - Hue (2nd circuit) | 2 x 5 | New construction
23 | Huong Thuy – Branch to Hue - Hoa Khanh | 4 x 2 | New construction, connecting to 220 kV Huong Thuy substation
24 | Increasing load capacity of Hue - Hoa Khanh | 2 x 82 | Renovation

## Table_120
0 | 1 | 2 | 3
25 | Increasing load capacity of Da Nang - Tam Ky - Doc Soi | 2 x 100 | Renovation
26 | Lien Chieu - Branch to Hoa Khanh - Hue | 4 x 3 | New construction, connecting to 220 kV Lien Chieu substation
27 | Hai Chau - Ngu Hanh Son | 2 x 11 | New construction
28 | Tien Sa - Branch to Hai Chau - Ngu Hanh Son | 2 x 3 | New construction, connecting to 220kV Tien Sa substation
29 | Da Nang Airport – Branch to Hoa Khanh - Da Nang | 2 x 5 | New construction, connecting to 220 kV Da Nang Airport substation
30 | Dien Ban - Nam Hoi An | 2 x 24 | New construction
31 | Tam Hiep – Branch to Tam Ky – Doc Soi | 4 x 1 | New construction, connecting to 220 kV Tam Hiep substation
32 | Da Nang 500 kV - Dien Ban | 2 x 12 | New construction, connect to 220 kV Dien Ban substation
33 | Nam Emoun Hydropower Plant - Dak Ooc Switching Station | 1 x 51 | New construction
34 | Increasing load capacity of Dak Ooc - Thanh My | 2 x 31 | Renovate and increase electricity import from Laos
35 | Thanh My - Duy Xuyen | 2 x 69 | New construction, 500 kV Thanh My - Duy Xuyen substation
36 | Dak Ooc 220 kV Switching Station - Song Bung 2 Hydropower Plant | 2 x 10 | New construction, increase electricity import from Laos
37 | Phuoc An - Branch to An Khe Hydropower Plant - Quy Nhon (1st circuit) | 2 x 2 | Renovation
38 | CCGT Dung Quat - Dung Quat 2 | 2 x 6 | New construction, connecting to 220 kV Dung Quat 2 substation
39 | Dung Quat - Dung Quat 2 | 2 x 3 | New construction
40 | Increasing load capacity of Doc Soi - Dung Quat | 2 x 8 | Renovation and consideration of new construction plan for Doc Soi – CCGT Dung Quat section
41 | CCGT Dung Quat – Branch to Doc Soi - Dung Quat | 4 x 3 | New construction, adjusting the scale to 2x3 in case of new construction of Doc Soi – CCGT Dung Quat section
42 | Quang Ngai 2 – Branch to Doc Soi - Quang Ngai | 4 x 2 | New construction
43 | Quang Ngai 1 Renewable Energy – Branch to Quang Ngai - Phu My (*) | 4 x 2 | New construction
44 | Increasing load capacity of Son Ha - Doc Soi | 2 x 46 | Renovation
45 | Increasing load capacity of Quang Ngai - Doc Soi | 2 x 60 | Renovation
46 | Replace phase conductor of 1st circuit of Quang Ngai - Quy Nhon (Phuoc An) line | 1 x 140 | Renovation
47 | 220 kV Bo Y switching station - Bo Y | 2 x 30 | New construction
48 | Bo Y - Kon Tum | 2 x 51 | New construction
49 | Dak Mi 1 Hydropower Plant - Dak My 2 Hydropower Plant | 1 x 15 | New construction
50 | Dak Lo 3 Hydropower Plant - Branch to Thuong Kon Tum - Quang Ngai | 4 x 1 | New construction
51 | 500 kV Kon Ray – Branch to Thuong Kon Tum - Kon Tum | 4 x 5 | New construction, connecting to 500 kV Kon Ray substation
52 | Thuong Kon Tum - Kon Tum | 2 x 82 | New construction
53 | Increasing load capacity of Kon | 2 x 36 | Renovation

## Table_121
0 | 1 | 2 | 3
Tum - Pleiku
54 | 500 kV Kon Tum - Branch to Bo Y- Kon Tum (*) | 4 x 5 | New construction
55 | Kon Tum 1 - Kon Tum 500 kV (*) | 2 x 26 | New construction
56 | Kon Tum 2 - Kon Ray 500 kV (*) | 2 x 30 | New construction
57 | Kon Tum 3 - 500 kV Kon Ray (*) | 2 x 30 | New construction
58 | Son Ha – Thuong Kon Tum | 2 x 35 | New construction
59 | Increasing load capacity of Pleiku - DSK An Khe - An Khe Hydropower Plant | 1 x 98 | Renovation
60 | Chu Se – Branch to Pleiku 2 - Krong Buk (2nd circuit) | 2 x 2 | New construction
61 | Pleiku 2 - Krong Buk 2nd Circuit | 1 x 120 | Renovation
62 | Krong Pa - Chu Se | 2 x 63 | New construction
63 | la Le 1 Wind Power Plant - Branch to Krong Buk - Pleiku 2 (2nd circuit) | 2 x 6 | New construction
64 | Ia Boong Wind Power Plant – Branch to Chu Prong - Nhon Hoa 1 Wind Power | 1 x 8 | New construction
65 | Mang Yang - Branch to An Khe Hydropower Plant - Pleiku (*) | 2 x 5 | New construction
66 | Gia Lai 1 - Pleiku 3 (*) | 2 x 20 | New construction
67 | Gia Lai 2 - Nhon Hoa (*) | 2 x 20 | New construction
68 | Krong Buk 500 kV - Krong Buk | 2 x 27 | New construction
69 | Krong Buk - Nha Trang 2nd Circuit | 1 x 150 | Renovation
70 | Ea Kar - Branch to Krong Buk - Nha Trang | 4 x 2 | New construction
71 | Increasing load capacity of Srepok 3 Hydropower Plant - Buon Kuop | 1 x 34 | Renovation
72 | Ea Hleo Renewable Energy - 500 kV Ea Nam (*) | 1 x 12 | New construction
73 | Ea Hleo - Branch to Krong Buk - Chu Se | 4 x 5 | New construction
74 | Song Ba Ha Hydropower Plant - Krong Buk 500 kV | 2 x 115 | New construction
75 | Krong Buk Wind Power – Branch to Krong Buk – 2nd Circuit of Pleiku 2 | 2 x 1 | New construction
76 | Dak Lak 1 Renewable Energy - 500 kV Dak Lak 1 Renewable Energy (*) | 2 x 20 | New construction
77 | Dak Lak 2 Renewable Energy - 500 kV Dak Lak 1 Renewable Energy (*) | 2 x 20 | New construction
78 | Dak Lak 3 Renewable Energy - 500 kV Dak Lak 1 Renewable Energy (*) | 2 x 20 | New construction
79 | Increasing load capacity of Buon Kuop - Buon Tua Shra - Dak Nong 500 kV | 1 x 112 | Renovation
80 | Dak Nong 2 - Branch to Buon Kuop - Buon Tua Srah | 2 x 10 | New construction
81 | Dak Nong 3 - Dak Nong 500 kV | 1 x 12 | New construction
82 | Dak Song – Branch to Dak Nong - Buon Kuop | 2 x 4 | New construction
83 | Increasing load capacity of Pleiku 2 - Phuoc An | 1 x 98 | New construction
84 | Phuoc An - Nhon Hoi | 2 x 22 | New construction
85 | Binh Dinh 500 kV – Branch to | 4 x 5 | New construction

## Table_122
0 | 1 | 2 | 3
Phuoc An - Phu My
86 | Binh Dinh 500 kV – Branch to An Khe - Quy Nhon and Pleiku 2 - Phuoc An | 4 x 35 | New construction
87 | Phu My 2 - Phu My | 2 x 20 | New construction
88 | Phu My - Branch to Phuoc An - Quang Ngai (2nd circuit ) | 2 x 2 | Renovation
89 | Hoai My - Branch to Phu My - Quang Ngai | 4 x 5 | New construction
90 | Binh Dinh 1 - Binh Dinh 500 kV (*) | 2 x 20 | New construction
91 | Increasing load capacity of Tuy Hoa - Van Phong - Nha Trang | 2 x 118 | Renovation
92 | Tuy Hoa - Phuoc An | 2 x 93 | New construction
93 | HBRE An Tho - Tuy Hoa | 1 x 16 | New construction
94 | Increasing load capacity of Tuy Hoa - Quy Nhon | 1 x 90 | Renovation
95 | Connection to 220 kV Song Cau Substation | 4 x 5 | New construction, Phase 1: Connected via existing 220 kV Tuy Hoa - Quy Nhon line. Phase 2: Connected via 2 circuits of 220 kV Tuy Hoa - Phuoc An as soon as this line is put into operation.
96 | Nam Phu Yen – Branch to Nha Trang - Tuy Hoa | 4 x 4 | New construction, power supply to steel load
97 | Phu Yen 1- Tuy Hoa 500kV (*) | 2 x 21 | New construction
98 | Tuy Hoa 500 kV – Branch to Tuy Hoa - Phuoc An | 4 x 5 | New construction, connecting to 500 kV Tuy Hoa substation
99 | Phu Yen 2 - Phu Yen 1 500 kV renewable energy (*) | 2 x 21 | New construction
100 | Phu Yen 3 - Phu Yen 1 500 kV renewable energy (*) | 2 x 21 | New construction
101 | Van Ninh - Branch to Van Phong - Tuy Hoa | 4 x 2 | New construction
102 | 500 kV Van Phong – Branch to Tuy Hoa - Van Phong 220 kV (2nd circuit) | 2 x 26 | New construction
103 | Cam Thinh – Branch to Cam Ranh - Thap Cham | 4 x 3 | New construction
104 | Van Phong 500 kV - Van 220 kV | 2 x 20 | New construction
105 | Se San 3 Hydropower Plant Expansion – Branch to Se San 3A- Se San 3 | 2 x 2 | New construction and connection of Se San 3 Expanded Hydropower Plant according to the proposal of EVN's Official Letter No. 862/EVN-KH dated February 11, 2025. The specific connection plan will be finalized during the project implementation phase.
106 | Se San 4 Hydropower Plant Expansion – Branch to Pleiku - Se San 4 | 2 x 1 | New construction and connection of Se San 4 Hydropower Plant Expansion as proposed in EVN's Official Letter No. 862/EVN-KH dated February 11, 2025. The specific connection plan will be finalized during the project implementation phase.
107 | Srepok 3 Hydropower Plant Expansion – Branch to Srepok 3 | 2 x 1 | New construction and connection of Srepok 3 Hydropower Plant

## Table_123
0 | 1 | 2 | 3
| Hydropower Plant - Buon Kuop |  | Expansion as proposed in EVN's Official Letter No. 862/EVN-KH dated February 11, 2025. The specific connection plan will be finalized during the project implementation phase.
108 | Buon Kuop Hydropower Plant Expansion – Branch to Buon Kuop - Krong Ana | 2 x 1 | New construction and connection of Buon Kuop Hydropower Plant Expansion as proposed in EVN's Official Letter No. 862/EVN-KH dated February 11, 2025. The specific connection plan will be finalized during the project implementation phase.
109 | Dak ND'rung 1,2,3 Wind Power- Dak Nong 500 kV | 2 x 18 | The project is included in Decision No. 500/QD-TTg dated March 15, 2023. Newly and synchronously construct Dak ND'rung 1,2,3 power plants in case these power plants are eligible for implementation.
110 | Estimated connection volume and capacity relieving of renewable energy sources | 500 | New construction, renovation
111 | Reserve for new and renovated 220 kV lines | 500 | New construction, renovation
Phase 2031-2035
1 | CCGT Quang Tri – Branch to Dong Nam- 500 kV Quang Tri | 2 x 5 | New construction
2 | Quang Tri 3 - Quang Tri Renewable Energy 500 kV (*) | 2 x 16 | New construction
3 | Quang Tri 4 - Quang Tri Renewable Energy 500 kV (*) | 2 x 20 | New construction
4 | Huong Thuy - Hue – connect to Phong Dien | 2 x 19 | New construction
5 | Phong Dien 500 kV – Branch to Phong Dien - Hue | 4 x 2 | New construction
6 | Hue 1 Renewable Energy - Phong Dien 500 kV (*) | 2 x 20 | New construction
7 | Hue 2 Renewable Energy - Phong Dien 500 kV(*) | 2 x 20 | New construction
8 | Da Nang 500 kV – Branch to Ngu Hanh Son - Duy Xuyen | 2 x 8 | New construction
9 | Hoa Khanh – Branch to Hai Chau - Da Nang | 2 x 1 | New construction
10 | 500 kV Hoa Lien - Hoa Khanh – Connect to Lien Chieu | 2 x 6 | New construction
11 | 500 kV Hoa Lien – Branch to Hoa Khanh - Hai Chau | 4 x 6 | New construction and connecting to 500 kV Hoa Lien substation
12 | Song Tranh 2 Hydropower Plant Expansion - Song Tranh 2 Hydropower Plant | 1 x 1 | New construction
13 | Renovating to increase the load capacity of Duy Xuyen - Da Nang | 1 x 30 | Renovation
14 | Renovating to increase the load capacity of Duy Xuyen - Ngu Hanh Son - Da Nang | 1 x 50 | Renovation
15 | Renovating to increase the load | 2 x 20 | Renovation

## Table_124
0 | 1 | 2 | 3
capacity of Thanh My 500 kV - Thanh My
16 | Kon Tum 4 - Kon Tum 500 kV (*) | 2 x 30 | New construction
17 | Kon Tum 5 - Kon Ray 500 kV (*) | 2 x 30 | New construction
18 | Mang Yang 500 kV – Branch to An Khe - Pleiku 2 (*) | 2 x 10 | New construction
19 | Mang Yang 500 kV - branch to An Khe - Pleiku (*) | 2 x 10 | New construction
20 | la Blu 500 kV – Branch to Chu Se - Krong Buk (*) | 4 x 20 | New construction
21 | Gia Lai 3 - Mang Yang 500 kV (*) | 2 x 20 | New construction
22 | Gia Lai 4 - Mang Yang 500 kV (*) | 2 x 20 | New construction
23 | Dak Lak 4 Renewable Energy - Easup Solar Energy (*) | 2 x 20 | New construction
24 | Dak Lak 5 Renewable Energy - Dak Lak 2 Renewable Energy 500 kV (*) | 2 x 20 | New construction
25 | Dak Lak 6 Renewable Energy - Dak Lak 2 Renewable Energy 500 kV (*) | 2 x 20 | New construction
26 | Dak Lak 7 Renewable Energy - Dak Lak 2 Renewable Energy 500 kV (*) | 2 x 20 | New construction
27 | Dak Nong 4 - Dak Nong 2 500 kV (*) | 2 x 12 | New construction
28 | Dien Khanh – Branch to Nha Trang - Cam Ranh | 4 x 7 | New construction, connecting to 500 kV Dien Khanh substation
29 | Connecting Song Tranh Hydropower Plant Expansion | 2 x 5 | New construction and connection of Song Tranh Hydropower Plant Expansion as proposed in EVN's Official Letter No. 862/EVN-KH dated February 11, 2025. The specific connection plan will be finalized during the project implementation phase.
30 | Se San 3A Hydropower Plant Expansion - Branch to Se San 3 Hydropower Plant - Se San 3A Hydropower Plant | 2 x 2 | New construction and connection of Se San 3A Power Plant Expansion as proposed in Document No. 11/BC-UBND of Kon Tum Provincial People's Committee dated January 13, 2025. The specific connection plan will be finalized during the project implementation phase.
31 | Estimated connection volume and capacity relieving of renewable energy sources | 500 | New construction, renovation
32 | Reseive for new and renovated 220 kV lines | 500 | New construction, renovation

## Table_125
0 | 1 | 2 | 3
No. | Project | Capacity (MVA) | Note
I | Phase 2025-2030
1 | Di Linh | 1800 | Renovation and capacity improvement
2 | Thuan Nam | 2700 | Renovation and capacity improvement
3 | Ninh Son | 2700 | New construction, flexible operating diagram design
4 | Son My | 900 | New construction
5 | Hong Phong (*) | 1800 | New construction, relieving renewable energy
6 | NTB 1 (*) | 2700 | New construction, synchronized with scale and progress of offshore wind power source in South Central Vietnam
7 | Cau Bong | 2700 | Renovation and capacity improvement
8 | Cu Chi | 1800 | New construction
9 | Chon Thanh | 1800 | Renovation and capacity improvement
10 | Tay Ninh 1 | 1800 | New construction
11 | Tay Ninh 2 | 900 | New construction
12 | Tan Dinh | 2700 | Renovation and capacity improvement
13 | Tan Uyen | 2700 | Renovation and capacity improvement
14 | Binh Duong 1 | 1800 | New construction
15 | Binh Duong 2 | Switching station | New construction and backup connection of South Central - South inter-regional transmission lines
16 | Song May | 2700 | Renovation and capacity improvement
17 | Long Thanh | 1800 | Renovation and capacity improvement
18 | Dong Nai 2 | 1800 | New construction
19 | Phu My | 900 | Renovation and capacity improvement
20 | Bac Chau Duc | 1800 | New construction
| Duc Hoa | 1800 | Renovation and capacity improvement
22 | Long An | 1800 | New construction
23 | Ben Tre (*) | 900 | New construction, relieving renewable energy
24 | Thot Not | 1800 | New construction
25 | Duyen Hai | 1350 | Renovation and capacity improvement
26 | Tra Vinh 1 (*) | 1800 | New construction, in case of high development of renewable energy sources in Tra Vinh province, on the basis of renewable energy sources allocated to localities according to Document No. 1649/BCT-DL of the Ministry of Industry and Trade dated March 5, 2025
27 | Long Phu | 1800 | Renovation and capacity improvement
28 | Soc Trang (*) | 1800 | New construction, relieving renewable energy
29 | Bac Lieu (*) | 1800 | New construction, relieving renewable energy
30 | Ca Mau (*) | 1800 | New construction, relieving renewable energy
31 | Substation reserve capacity for load growth and source development in the South | 3600 | Reserve for new 500 kV substation construction and capacity upgrade
32 | Projects to improve the ability to control and operate power stations and power systems |  | Including but not limited to projects: Replacement, installation of reactors, capacitors, SVC, SVG, FACTS equipment, BESS, synchronous compensators...; expand feeder bays in substation, renovate to increase capacity, improve graphs of substations in a flexible manner; install short-circuit current limiters, replace and upgrade devices to resist short-circuit currents, establish automatic circuit; install, replace equipment, control system, SCADA/ EMS, SCADA/DMS systems, automate the station, etc.
II | Phase 2031-2035
1 | Lam Dong | 1800 | New construction, synchronized aluminum smelting load (according to the request in Document No. 23/SCT-QLNL dated January 4, 2025 of the Department of Industry and Trade

## Table_126
0 | 1 | 2 | 3
of Lam Dong province)
2 | 500kV Ninh Thuan 1 (*) | 1800 | New construction, relieving renewable energy
3 | 500kV Ninh Thuan 2 (*) | 1800 | New construction, relieving renewable energy
4 | Hong Phong (*) | 2700 | Renovation and capacity improvement
5 | NTB 2 (*) | 1800 | New construction, synchronized with scale and progress of offshore wind power source in South Central Vietnam
6 | NTB 3 (*) | 1800 | New construction, synchronized with scale and progress of offshore wind power source in South Central Vietnam
7 | Cu Chi | 2700 | Renovation and capacity improvement
8 | Da Phuoc | 2700 | New construction, flexible operating diagram design
9 | Thu Duc City | 1800 | New construction
10 | Chon Thanh | 2700 | Renovation and capacity improvement
11 | Loc Ninh (*) | 2700 | New construction, relieving renewable energy
12 | Tay Ninh 2 | 1800 | Renovation and capacity improvement
13 | Tay Ninh 3 (*) | 900 | New construction, relieving renewable energy
14 | Binh Duong 1 | 2700 | Renovation and capacity improvement
15 | Binh Duong 2 | 2700 | Installing transformer at 500 kV Binh Duong 2 Switching Station
16 | Long Thanh | 2700 | Renovation and capacity improvement
17 | Dong Nai 4 (*) | 2700 | New construction, relieving renewable energy
18 | Long Dien | 1800 | New construction
19 | Long An 2 | 900 | New construction
20 | Dong Thap | 1800 | New construction
21 | An Giang | 1800 | New construction
22 | Tien Giang | 1800 | New construction
23 | Ben Tre (*) | 1800 | Renovation and capacity improvement
24 | Thot Not | 2700 | Renovation and capacity improvement
25 | Duyen Hai | 1800 | Renovation and capacity improvement
26 | Tra Vinh 2 (*) | 900 | New construction, relieving renewable energy
27 | Substation reserve capacity for load growth and source development in the South | 3600 | Reserve for new 500 kV substation construction and capacity upgrade
28 | Projects to improve the ability to control and operate power stations and power systems |  | Including but not limited to projects: Replacement, installation of reactors, capacitors, SVC, SVG, FACTS equipment, BESS, synchronous compensators...; expand feeder bays in substation, renovate to increase capacity, improve graphs of substations in a flexible manner; install short-circuit current limiters, replace and upgrade devices to resist short-circuit currents, establish automatic circuit; install, replace equipment, control system, SCADA/ EMS, SCADA/DMS systems, automate the station, etc.

## Table_127
0 | 1 | 2 | 3
No. | Line name | Number of x km circuits | Note
I | Phase 2025-2030
1 | Ninh Son - Branch to Van Phong I Thermal Power Plant - Thuan Nam | 4 x 18 | New construction, connecting to 500 kV Ninh Son substation
2 | Ninh Son - Chon Thanh | 2 x 275 | New construction, relieving power source capacity. Replace the 500 kV Thuan Nam - Chon Thanh transmission line approved in Document No. 1891/TTg-CN dated December 27, 2018 to facilitate investment, construction, management and operation.
3 | Bac Ai Pumped Storage Hydropower – Ninh Son | 2 x 25 | New construction and synchronizing Bac Ai Pumped Storage Hydropower, replacing 500 kV Bac Ai Pumped Storage Hydropower – Branch to Van Phong - Thuan Nam line
4 | Phuoc Hoa Pumped Storage Hydropower - Ninh Son | 2 x 25 | New construction, synchronized with Phuoc Hoa Pumped Storage Hydropower
5 | Hong Phong - Branch to Vinh Tan - Song May | 4 x 10 | New construction, synchronized with the scale and progress of regional power sources
6 | Son My - Bac Chau Duc | 2 x 80 | New construction, synchronized with Son My II Thermal Power Plant
7 | Vinh Tan III Thermal Power Plant - Vinh Tan | 2 x 1 | New construction, synchronized with Vinh Tan III Thermal Power Plant
8 | LNG Ca Na - Thuan Nam | 2 x 30 | New construction, synchronized with LNG Ca Na
9 | Connecting Ninh Thuan 1 (relieving capacity to the South) | 2 x 300 | New construction and synchronized with Ninh Thuan Nuclear Power Plant 1. Consider connecting to Binh Duong 500kV Substation 1. In case of high power development in the South Central region, consider developing a transmission grid with voltage level of 765-1000 kV
10 | Ninh Thuan 1 Nuclear Power Plant Connection | 4 x 15 | New construction, synchronize with Ninh Thuan 1 Nuclear Power Plant. Consider transition connection on 500kV Thuan Nam - Vinh Tan line.
11 | Ninh Thuan 2 Nuclear Power Plant Connection | 2 x 60 | New construction, synchronize with Ninh Thuan 2 Nuclear Power Plant. Consider connection to Ninh Son 500kV Substation
12 | Connecting Ninh Thuan 2 Nuclear Power Plant (relieving capacity to the South) | 2 x 325 | New construction and synchronize with Ninh Thuan 2 Nuclear Power Plant. Consider connecting to Binh Duong 2 500kV Station. In case of high power development in the South Central region, consider developing a transmission grid with voltage level of 765- ^1000 kV.
13 | NTB 1 - Hong Phong (*) | 2 x 20 | New construction, synchronize with the scale and progress of offshore wind power sources in the South Central region. The length, cross- section and direction of the line will be precisely determined during the project implementation phase, depending on the results of the actual sea survey.
14 | Tay Ninh 1 – Branch to Chon Thanh - Duc Hoa | 4 x 2 | New construction, connecting to 500 kV Tay Ninh 1 substation

## Table_128
0 | 1 | 2 | 3
15 | Tay Ninh 2 - Branch to Chon Thanh - Tay Ninh 1 | 2 x 30 | New construction, connecting to 500 kV Tay Ninh 2 substation
16 | Bac Chau Duc - Branch to Phu My - Song May and Phu My - Long Thanh | 4 x 11 | New construction and connecting to 500 kV Bac Chau Duc substation
17 | Increasing the load capacity of the 500 kV Bac Chau Duc - Song May transmission line | 1 x 58 | Improve and enhance the ability to relieve regional power source capacity
18 | Increasing the load capacity of the 500 kV Bac Chau Duc - Long Thanh - Song May transmission line | 1 x 92 | Improve and enhance the ability to relieve regional power source capacity
19 | Increasing the load capacity of 500 kV Phu My - Nha Be and Phu My - Nhon Trach 4 Power Plant - Nha Be | 2 x 43 | Improve and enhance the ability to relieve regional power source capacity
20 | Cu Chi – Branch to Chon Thanh - Duc Hoa | 2 x 16 | New construction and connecting to 500 kV Cu Chi substation
21 | Binh Duong 1 - Branch to Song May - Tan Dinh | 2 x 35 | New construction, connecting to 500 kV Binh Duong 1 substation
22 | Binh Duong 1 - Chon Thanh | 2 x 17 | New construction, create loop circuit to improve regional power supply reliability
23 | Binh Duong 2 - Branch to Tay Ninh 1 - Chon Thanh | 4 x 5 | New construction, connect to 500 kV Binh Duong 2 switching station
24 | Dong Nai 2 - Branch to Vinh Tan - Song May | 4 x 5 | New construction, transition on circuit 3,4 500 kV Vinh Tan - Song May branch - Tan Uyen line
25 | Nhon Trach 4 Power Plant – Branch to Phu My - Nha Be | 2 x 4 | New construction, synchronize with Nhon Trach 4 Power Plant
26 | Long Thanh – Branch to Bac Chau Duc - Song May | 2 x 17 | New construction, strengthening regional power transmission. Proposal to select appropriate cross-section for the 500 kV Bac Chau Duc - Song May transmission line after renovation to increase load capacity.
27 | Duc Hoa - Chon Thanh | 2 x 104 | New construction, change the connection to My Tho - Chon Thanh
28 | 500 kV Duc Hoa - Phu Lam branch - Cau Bong (2nd circuit) | 2 x 13 | New construction, connect to Duc Hoa 500 kV station to relay on the remaining circuit of Phu Lam - Cau Bong 500 kV line
29 | Long An – Branch to Nha Be - My Tho | 2 x 1 | New construction, connecting to 500 kV Long An substation
30 | Increase the load capacity of 500 kV line Duc Hoa - Cau Bong | 2 x 24 | Upgrading to increase loading capacity, relieving capacity of LNG Bac Lieu and renewable energy sources in the Southwest
31 | 500 kV Tra Vinh 1 - Song Hau (*) | 2 x 65 | New construction, in case of high development of renewable energy sources in Tra Vinh province, on the basis of renewable energy sources allocated to localities according to Document No. 1649/BCT-DL of the Ministry of Industry and Trade dated March 5, 2025
32 | 500 kV Ben Tre - Long An (*) | 2 x 55 | New construction, connecting to Ben Tre 500 kV substation, change the connection to Da Phuoc 500 kV substation in the period 2031- 2035
33 | O Mon - Thot Not | 2 x 35 | New construction and strengthen the transmission grid in the Southwest region; relieving capacity of O Mon Power Center
34 | Song Hau II Thermal Power Plant - Song Hau | 2 x 1 | New construction, synchronize with Song Hau II Thermal Power Plant

## Table_129
0 | 1 | 2 | 3
35 | Thot Not - Duc Hoa | 2 x 135 | New construction, relieving LNG Bac Lieu capacity and renewable energy sources in the Southwest, consider switching the connection to Cau Bong to limit short circuit current
36 | LNG Bac Lieu - Thot Not | 2 x 130 | New construction, synchronize with LNG Bac Lieu
37 | 500 kV Bac Lieu - LNG Bac Lieu Branch - Thot Not (*) | 2 x 20 | New construction, relieving renewable energy sources
38 | 500 kV Ca Mau – Branch to 500 kV Bac Lieu (*) | 2 x 67 | New construction, relieving renewable energy sources
39 | 500 kV Soc Trang - Long Phu (*) | 2 x | 40 New construction, relieving renewable energy
40 | Reserve for the construction and renovation of 500 kV lines | 450 | Reserve for load growth and power source development
II | Phase 2031-2035
1 | 500 kV Ninh Thuan 1 – Branch to Van Phong - Ninh Son (*) | 2 x 50 | New construction, synchronized with the scale and progress of regional power sources
2 | 500 kV Ninh Thuan 2 - Thuan Nam turn - Ninh Son (*) | 2 x 50 | New construction, synchronized with the scale and progress of regional power sources. Consider changing the connection to the South Central Coast HVDC Converter Station when the South Central - North HVDC transmission system appears.
3 | Connection of HVDC Converter Station in South Central Coast | 160 | New construction, connecting to HVDC converter station in South Central Coast, consideration of connection to Ninh Thuan 1 and Ninh Thuan 2 power plants
4 | Don Duong – Branch to Ninh Thuan 2 Nuclear Power Plant - Binh Duong 2 | 4 x 20 | New construction, synchronized with Don Duong Industrial Zone
5 | Hong Phong - Long Thanh (*) | 2 x 130 | New construction, synchronized with the scale and progress of regional power sources
6 | NTB 2 - Branch to Hong Phong - Long Thanh (*) | 4 x 25 | New construction, synchronized with the scale and progress of offshore wind power sources in the South Central region. The length, cross- section and direction of the line will be precisely determined during the project implementation phase, depending on the results of the actual sea survey.
7 | NTB 3 - Dong Nai 2 (*) | 2 x 80 | New construction, synchronized with the scale and progress of offshore wind power sources in the South Central region. The length, cross- section and direction of the line will be precisely determined during the project implementation phase, depending on the results of the actual sea survey.
8 | Connecting 765-H000 kV South Central 1 Substation to the regional 500 kV grid | 200 | New construction, in case of high development of South Central power source
9 | Connecting 765-H000 kV South Central 2 Substation to the regional 500 kV grid | 200 | New construction, in case of high development of South Central power source
10 | 500 kV Lam Dong – Branch to Ninh Son - Chon Thanh | 4 x 10 | New construction, connecting to 500 kV Lam Dong substation
11 | 500 kV Tay Ninh 3-500 kV Tay Ninh 2 (*) | 2 x 20 | New construction, relieving renewable energy sources
12 | Loc Ninh - Chon Thanh (*) | 2 x 60 | New construction, relieving renewable energy sources
13 | Long Dien - Branch to LNG Long Son - Bac Chau Duc | 2 x 10 | New construction, connecting to 500 kV Long Dien substation

## Table_130
0 | 1 | 2 | 3
14 | LNG Long Son - Bac Chau Duc | 2 x 36 | New construction, synchronized with Long Son LNG, depending on power source progress
15 | 500 kV Dong Nai 4 - Branch to Song May - Tan Dinh (*) | 2 x | 15 New construction, relieving renewable energy
16 | Da Phuoc - Branch to Phu Lam - Nha Be | 2 x 8 | New construction and connecting to 500 kV Da Phuoc station
17 | Da Phuoc - Long An | 2 x 10 | New construction, change the connection to Ben Tre 500 kV substation
18 | Thu Duc City - Long Thanh | 2 x 25 | New construction, connecting to 500 kV iThu Duc city station
19 | Connecting 765-H000 kV Nam Bo 1 Station to the regional 500 kV grid | 4 x 200 | New construction, in case of high development of South Central power source
20 | Connecting 765-H000 kV Nam Bo 2 Station to the regional 500 kV grid | 4 x 200 | New construction, in case of high development of South Central power source
21 | Tien Giang -Branch to O Mon - My Tho | 4 x 5 | New construction and connecting to 500 kV Tien Giang substation
22 | LNG Long An II - Long An | 2 x 15 | New construction, synchronize with LNG Long An II
23 | Long An 2 - Branch to Song Hau - Duc Hoa | 2 x 13 | New construction, connecting to 500 kV Long An 2 substation
24 | 500 kV Tra Vinh 2 - Duyen Hai | 4 x 1 | New construction, relieving renewable energy
25 | 500 kV Tra Vinh 2 - Ben Tre | 2 x | 60 New construction, relieving renewable energy
26 | Dong Thap - Tay Ninh 1 | 2 x | 112 New construction
27 | An Giang - Dong Thap | 2 x | 65 New construction
28 | 500 kV Bac Lieu - An Giang (*) | 2 x | 115 New construction
29 | Reserved for the construction and renovation of 500 kV lines | 500 | Reserved for load growth and power source development

## Table_131
0 | 1 | 2 | 3
No. | Project | Capacity (MVA) | Note
I | Phase 2025-2030
1 | Bao Loc | 500 | Renovation and capacity improvement
2 | Duc Trong | 500 | Renovation and capacity improvement
3 | Ta Nang (*) | 250 | New construction, relieving renewable energy
4 | Bao Lam | 250 | New construction, synchronize with Alumina factory in Lam Dong (according to the request in Document No. 23/SCT-QLNL dated January 4, 2025 of Lam Dong Provincial Department of Industry and Trade)
5 | Da Huoai | 250 | New construction, synchronize with Alumina factory in Lam Dong (according to the request in Document No. 23/SCT-QLNL dated January 4, 2025 of Lam Dong Provincial Department of Industry and Trade)
6 | Da Nhim Hydropower Plant | 375 | Renovation and capacity improvement
7 | Phuoc Thai | 750 | Renovation and capacity improvement
8 | Da Nhim switching station | Switching station | New construction
9 | Ca Na | 500 | New construction
10 | Dong Quan The | 480 | New construction, synchronize with specialized load
11 | Ham Thuan Hydropower Plant | 125 | Renovation and capacity improvement
12 | Dai Ninh Hydropower Plant | 250 | Renovation and capacity improvement
13 | Ham Thuan Nam | 500 | New construction
14 | Vinh Hao | 500 | Renovation and capacity improvement
15 | Hoa Thang (*) | 500 | New construction
16 | Cascaded Hong Phong 500 kV | 500 | New construction
17 | Wind Power 1 Binh Thuan (*) | 250 | New construction, relieving renewable energy
18 | Tan Son Nhat | 500 | New construction
19 | Dam Sen | 500 | New construction
20 | Thu Thiem | 500 | New construction
21 | Binh Chanh 1 | 500 | New construction
22 | Ba Queo (Vinh Loc) | 500 | New construction
23 | District 7 | 500 | New construction
24 | Nam Hiep Phuoc | 500 | New construction
25 | District 9 | 500 | New construction
26 | Tay Bac Cu Chi | 250 | New construction
27 | Phu Hoa Dong | 250 | New construction
28 | Can Gio | 500 | New construction
29 | Phuoc Long | 500 | Renovation and capacity improvement
30 | East Binh Phuoc (*) | 500 | New construction, relieving renewable energy
31 | Binh Phuoc Alumina | 500 | New construction, synchronize with Binh Phuoc Alumina factory (according to the request in Document No. 1058/UBND-TH dated March 11, 2025 of Binh Phuoc Provincial People's Committee)
32 | Dong Xoai | 250 | New construction
33 | Tan Bien | 500 | Renovation and capacity improvement
34 | Phuoc Dong | 500 | New construction
35 | Tay Ninh 3 | 250 | New construction
36 | Tan Dinh | 750 | Renovation and capacity improvement
37 | Ben Cat 2 | 500 | New construction
38 | Tan Dinh 2 | 500 | New construction
39 | An Thanh (VSIP) | 500 | New construction

## Table_132
0 | 1 | 2 | 3
40 | Binh My | 500 | New construction
41 | BacTan Uyen | 500 | New construction
42 | Lai Uyen | 500 | New construction
43 | Phu Giao | 500 | New construction
44 | Tri An Hydropower | 500 | Renovation and capacity improvement
45 | Tam Phuoc | 500 | Renovation and capacity improvement
46 | Thong Nhat | 500 | New construction
47 | Nhon Trach Industrial Zone | 500 | New construction
48 | Long Khanh | 500 | Renovation and capacity improvement
49 | Ho Nai | 500 | New construction
50 | Dau Giay | 500 | New construction
51 | Bien Hoa | 500 | New construction
52 | Dong Nai 3 (*) | 750 | New construction, relieving renewable energy
53 | Dong Nai 4 (*) | 750 | New construction, relieving renewable energy
54 | Ba Ria | 250 | Renovation and capacity improvement
55 | Phu My 3 Industrial Zone | 500 | New construction
56 | Phuoc Thuan (Dat Do) | 500 | New construction
57 | Long Son | 250 | New construction
58 | Can Duoc | 500 | Renovation and capacity improvement
59 | Duc Hoa 2 | 500 | New construction
60 | Cascaded Duc Hoa 500 kV | 500 | New construction
61 | Ben Luc 2 (Duc Hoa 3) | 500 | New construction and replace Duc Hoa 3 220 kV substation in Power Plan VIII (according to EVNNPT's proposal in Document No. 781/EVNNPT-KH+DT dated February 21, 2025)
62 | Tan Lap | 250 | New construction
63 | Kien Tuong | 250 | New construction
64 | Lap Vo | 250 | New construction
65 | Hong Ngu | 250 | New construction
66 | Long Xuyen | 500 | Renovation and capacity improvement
67 | Cho Moi | 250 | New construction
68 | Chau Thanh (An Giang) | 250 | New construction
69 | Cai Lay | 500 | Renovation and capacity improvement
70 | My Tho | 500 | Renovation and capacity improvement
71 | Tan Phuoc (Cai Be) | 500 | New construction
72 | Go Cong | 500 | New construction
73 | Vinh Long 3 | 250 | New construction
74 | Mo Cay | 500 | Renovation and capacity improvement
75 | Binh Dai (*) | 500 | New construction, relieving renewable energy
76 | Thanh Phu (*) | 500 | New construction, relieving renewable energy
77 | An Bien (Vinh Thuan) | 500 | New construction
78 | Phu Quoc | 500 | New construction
79 | Tra Noc | 500 | Renovation and capacity improvement
80 | O Mon | 500 | Renovation and capacity improvement
81 | Chau Thanh (Hau Giang) | 500 | Renovation and capacity improvement
82 | Tra Vinh | 500 | Renovation and capacity improvement
83 | Tra Vinh 3 | 450 | New construction, synchronized with the development progress of specialized loads
84 | Tran De (*) | 500 | New construction, relieving renewable energy
85 | Bac Lieu | 375 | Renovation and capacity improvement
86 | Gia Rai | 250 | Renovation and capacity improvement
87 | Hoa Binh (*) | 500 | New construction
88 | Bac Lieu 3 (*) | 500 | New construction, relieving renewable energy
89 | Ca Mau 3 | 450 | New construction, synchronized with the development progress of specialized load
90 | Nam Can | 500 | New construction
91 | Substation reserve capacity for | 3500 | Reserve for new 220 kV substation construction

## Table_133
0 | 1 | 2 | 3
| load growth and source development in the South |  | and capacity upgrade
92 | Install short-circuit current limiting reactors including but not limited to the busbars of 500 kV Vinh Tan, Bac Chau Duc, and Ba Queo substations (220 kV Ba Queo - Dam Sen line reactors) |  | Limit short circuit current
93 | Flexible busbar diagram renovation, busbar segmentation including but not limited to 500 kV Duc Hoa, O Mon, Ninh Phuoc, Long Thanh, Cu Chi substations |  | Limit short circuit current, increase power supply reliability
94 | Projects to improve the ability to control and operate power stations and power systems |  | Including but not limited to projects: Replacement, installation of reactors, capacitors, SVC, SVG, FACTS equipment, BESS, synchronous compensators...; expand feeder bays in substation, renovate to increase capacity, improve graphs of substations in a flexible manner; install short-circuit current limiters, replace and upgrade devices to resist short-circuit currents, establish automatic circuit; install, replace equipment, control system, SCADA/ EMS, SCADA/DMS systems, automate the station, etc.
II | Phase 2031-2035
1 | Dalat | 250 | New construction
2 | 220 kV Ninh Thuan 1 (*) | 750 | New construction, relieving renewable energy
3 | 220 kV Ninh Thuan 2 (*) | 750 | New construction, relieving renewable energy
4 | 220 kV Ninh Thuan 3 (*) | 750 | New construction, relieving renewable energy
5 | Wind Power 1 Binh Thuan (*) | 500 | Renovation and capacity improvement
6 | Hong Liem (*) | 250 | New construction, relieving renewable energy
7 | Tay Bac Cu Chi | 500 | Renovation and capacity improvement
8 | Phu Hoa Dong | 500 | Renovation and capacity improvement
9 | Binh Chanh 2 | 500 | New construction
10 | Hoc Mon 2 | 500 | New construction
11 | Cascaded Thu Duc City 500 kV | 750 | New construction
12 | Cascaded Da Phuoc 500 kV | 750 | New construction
13 | Dong Binh Phuoc (*) | 750 | Renovation and capacity improvement
14 | Dong Xoai | 500 | Renovation and capacity improvement
15 | Hon Quan | 250 | New construction
16 | 220 kV Binh Phuoc 1 (*) | 750 | New construction, relieving renewable energy
17 | 220 kV Binh Phuoc 2 (*) | 750 | New construction, relieving renewable energy
18 | Tay Ninh | 750 | Renovation and capacity improvement
19 | Tay Ninh 2 | 750 | Renovation and capacity improvement
20 | Ben Cau | 500 | New construction
21 | Tay Ninh 3 | 500 | Renovation and capacity improvement
22 | Tan Chau 1 (*) | 500 | New construction, relieving renewable energy
23 | My Phuoc | 750 | Renovation and capacity improvement
24 | Uyen Hung | 750 | Renovation and capacity improvement
25 | Bon Cat | 750 | Renovation and capacity improvement
26 | Tan Uyen | 750 | Renovation and capacity improvement
27 | Ben Cat 2 | 750 | Renovation and capacity improvement
28 | Tan Dinh 2 | 750 | Renovation and capacity improvement
29 | An Thanh (VSIP) | 750 | Renovation and capacity improvement
30 | Binh My | 750 | Renovation and capacity improvement
31 | Ben Cat 3 | 750 | New construction

## Table_134
0 | 1 | 2 | 3
32 | Bau Bang | 750 | New construction
33 | Cascaded Binh Duong 2 500 kV | 750 | New construction
34 | Long Thanh | 750 | Renovation and capacity improvement
35 | An Phuoc | 750 | Renovation and capacity improvement
36 | Tam Phuoc | 750 | Renovation and capacity improvement
37 | Nhon Trach Industrial Zone | 750 | Renovation and capacity improvement
38 | Bien Hoa | 750 | Renovation and capacity improvement
39 | Dong Nai 3 (*) | 1000 | Renovation and capacity improvement
40 | Dong Nai 4 (*) | 1000 | Renovation and capacity improvement
41 | Cascaded Long Thanh 500 kV | 750 | New construction
42 | Long Thanh 2 Industrial Zone | 750 | New construction
43 | Cascaded Dong Nai 2 500 kV | 750 | New construction
44 | Long Son | 500 | Renovation and capacity improvement
45 | Phu My City | 500 | New construction
46 | Vung Tau 2 | 500 | New construction
47 | Cascaded Duc Hoa 500 kV | 750 | Renovation and capacity improvement
48 | Tan Lap | 500 | Renovation and capacity improvement
49 | Can Giuoc | 500 | New construction
50 | Kien Tuong | 500 | Renovation and capacity improvement
51 | Cascaded Long An 2 500 kV | 500 | New construction
52 | Lap Vo | 500 | Renovation and capacity improvement
53 | Hong Ngu | 500 | Renovation and capacity improvement
54 | Cascaded Dong Thap 500 kV | 250 | New construction
55 | Cho Moi | 500 | Renovation and capacity improvement
56 | Chau Thanh (An Giang) | 500 | Renovation and capacity improvement
57 | Cascaded An Giang 500 kV | 250 | New construction
58 | Tan Phuoc (Cai Be) | 750 | Renovation and capacity improvement
59 | Cascaded Tien Giang 500 kV | 500 | New construction
60 | Vinh Long 3 | 500 | Renovation and capacity improvement
61 | Ba Tri | 500 | New construction
62 | Vinh Quang | 250 | New construction
63 | Thot Not | 500 | Renovation and capacity improvement
64 | Vi Thanh | 250 | New construction
65 | Duyen Hai | 500 | Renovation and capacity improvement
66 | Bac Lieu | 500 | Renovation and capacity improvement
67 | Gia Rai | 500 | Renovation and capacity improvement
68 | Bac Lieu 4 (*) | 500 | New construction, relieving renewable energy
69 | Ca Mau 4 | 250 | New construction, relieving renewable energy
70 | Substation reserve capacity for load growth and source development in the South | 3500 | Reserve for new 220 kV substation construction and capacity upgrade
71 | Projects to improve the ability to control and operate power stations and power systems |  | Including but not limited to projects: Replacement, installation of reactors, capacitors, SVC, SVG, FACTS equipment, BESS, synchronous compensators...; expand feeder bays in substation, renovate to increase capacity, improve graphs of substations in a flexible manner; install short-circuit current limiters, replace and upgrade devices to resist short-circuit currents, establish automatic circuit; install, replace equipment, control system, SCADA/ EMS, SCADA/DMS systems, automate the station, etc.

## Table_135
0 | 1 | 2 | 3
No. | Line name | Number of x km circuits | Note
I | Phase 2025-2030
1 | 2nd Circuit Bao Loc - Song May | 2 x 118 | Renovate 1st circuit, build 2nd circuit, improve reliability
2 | 220 kV Da Nhim Switching Station – Branch to Thap Cham - Da Nhim | 2 x 1 | New construction, synchronized with 220 kV Da Nhim switching station
3 | 220 kV Da Nhim switching station - Duc Trong - Di Linh | 2 x 96 | New construction, relieving the power source in the area. Replacing the project to renovate the 220 kV Da Nhim - Duc Trong - Di Linh line from 01 circuit to 02 circuits due to difficulties in cutting off power to construct the existing line and not being able to expand the 220 kV Da Nhim substation.
4 | Dong Nai 2 Hydropower - Branch to Duc Trong - Di Linh and change the connection (Duc Trong - Dong Nai 2 Hydropower instead of Duc Trong - Di Linh), renovate and increase the load capacity of 220 kV transmission line Dong Nai 2 Hydropower - Di Linh | 1 x 15 | New construction and renovation, forming the 220 kV single circuit Duc Trong - Dong Nai 2 - Di Linh substation to replace the 220 kV double circuit Dong Nai 2 - Di Linh substation
5 | Duc Trong - Branching to 220 kV Da Nhim switching station - Di Linh | 2 x 1 | New construction, relieving regional power source
6 | Bao Lam - Bao Loc | 2 x 25 | New construction, synchronized with the progress of the Alumina factory in Lam Dong
7 | Da Huoai - Branch to Bao Loc - Dinh Quan | 2 x 2 | New construction, synchronized with the progress of the Alumina factory in Lam Dong
8 | Duc Trong Wind Power - Da Nhim - Duc Trong (*) | 2 x 1 | New construction, synchronized with Duc Trong wind power plant. The location and adjusted connection plan of Duc Trong wind power plant are proposed in Document No. 3225/BCT-DL dated June 9, 2022, Document No. 4777/BCT-DL dated August 11, 2022, Document No. 6660/BCT-DL dated October 26, 2022 of the Ministry of Industry and Trade and Document No. 835/TTg-CN dated September 22, 2022 of the Prime Minister. Synchronously operate with the 220 kV transmission line of Da Nhim - Duc Trong - Di Linh switching station.
9 | Ta Nang – Branch to Duc Trong - Di Linh (*) | 2 x 20 | New construction and connect to 220 kV Ta Nang substation on 220 kV Duc Trong - Di Linh line (new construction circuit). Synchronized with the scale and progress of regional power sources
10 | Connection of Da R'Sal hydropower plant (**) | 1 x 30 | New construction, synchronize with power source. Document No. 23/SCT-QLNL dated January 4, 2025 of Lam Dong Provincial Department of Industry and Trade proposed

## Table_136
0 | 1 | 2 | 3
connecting Da R'Sal Power Plant to 220 kV TC, 220 kV Buon Tua Srah Hydropower. The specific connection plan will be finalized during the project implementation phase.
11 | 500 kV Ninh Son – Branch to Thap Cham - Ninh Phuoc | 4 x 27 | New construction and connect to 500 kV Ninh Son substation
12 | 500 kV Ninh Son - Ninh Phuoc | 2 x 47 | New construction, replace 220 kV Ninh Phuoc - Vinh Tan line due to difficulties in route direction
13 | 500 kV Ninh Son - 220 kV Da Nhim Switching Station | 2 x 18 | New construction, relieving regional power source
14 | Thap Cham - 220 kV Da Nhim switching station | 2 x 46 | New construction, relieving regional power source
15 | 500 kV Vinh Tan-Ca Na | 2 x 14 | New construction, connecting to 220 kV Ca Na station
16 | Phuoc Huu Wind Power - 220 kV Ninh Phuoc (*) | 1 x 2 | New construction, connecting to Phuoc Huu Wind Power, replacing the 110 kV Phuoc Huu Wind Power line - 110 Ky Ninh Phuoc as approved in Decision No. 3768/QD-BCT dated July 27, 2011, as the 110 kV grid is not capable of relieving. The 220 kV Phuoc Huu Wind Power step-up station has a capacity of 63 MVA.
17 | Dong Quan The – Branch to Vinh Tan - 220 kV Quan The switching station | 2 x 1 | New construction, synchronized with the development progress of specialized load
18 | Dong Quan The - Ca Na | 1 x 7 | New construction, synchronized with the development progress of specialized load
19 | Da Nhim Phase 2 Hydro Power Plant Expansion - 220 kV Da Nhim Distribution Yard | 1 x 1 | New construction, synchronized with power source. Proposed plan in Document No. 862/EVN-KH of EVN dated February 11, 2025. Specific connection plan is finalized during project implementation phase.
20 | Ham Tan - Branch to Phan Thiet - Chau Duc (2nd circuit) | 2 x 6 | New construction, connecting to Ham Tan 220 kV station to relay on the remaining circuit of Phan Thiet - Tan Thanh 220 kV line
21 | Ham Thuan Nam - Branch to Phan Thiet - Ham Tan | 4 x 4 | New construction and connecting to 220 kV Ham Thuan Nam substation
22 | Hoa Thang - Branch to Phan Thiet - Phan Ri | 2 x 7 | New construction, connecting to 220 kV Hoa Thang substation
23 | Increasing load capacity of Ham Thuan - Da My - Xuan Loc | 2 x 95 | Rennovate to increase load capacity
24 | Increase Phan loading capacity Thiet - Ham Thuan | 1 x 55 | Rennovate to increase load capacity
25 | Phuoc Thai - Branch to Vinh Tan - Thap Cham (2nd circuit) | 2 x 3 | New construction, connecting to Phuoc Thai 220 kV station to relay on the remaining circuit of Vinh Tan - Thap Cham 220 kV line, relieving power source in the area
26 | Hong Phong - Branch to Phan Thiet - Phan Ri | 2 x 1 | New construction, synchronized with the scale and progress of regional power sources
27 | Wind Power 1 Binh Thuan - Branch to Vinh Tan - Phan Thiet (*) | 2 x 4 | New construction, synchronized with the scale and progress of regional power sources
28 | Increasing load capacity of Phan Ri - Phan Thiet | 2 x 52 | Renovating to increase load capacity, unifying cross-section on the entire 220 kV Phan Ri - Phan Thiet line to relieve regional

## Table_137
0 | 1 | 2 | 3
power sources
29 | Phan Ri - 500 kV Hong Phong | 2 x 16 | New construction, increased capacity to relieve regional power
30 | 500 kV Hong Phong - Phan Ri branch - Phan Thiet | 4 x 5 | New construction and connect to 500 kV Hong Phong station
31 | 500 kV Son My – Branch to Ham Tan - Phuoc Thuan (Dat Do) | 4 x 4 | New construction
32 | Increasing load capacity of the Binh Long - Chon Thanh | 2 x 32 | Improve load capacity and relieve regional power sources
33 | Tan Bien - Tay Ninh | 2 x 25 | New construction
34 | 500 kV Tay Ninh 1 – Branch to Tay Ninh 2 - Trang Bang | 4 x 8 | New construction
35 | 500 kV Tay Ninh 1 - Phuoc Dong | 2 x 8 | New construction
36 | Binh Phuoc Alumina – Branch to Phuoc Long - Aluminum Electrolysis | 2 x 15 | New construction, synchronize with Binh Phuoc Alumina factory (according to the request in Document No. 1058/UBND-TH dated March 11, 2025 of Binh Phuoc Provincial People's Committee)
37 | Dong Xoai - Chon Thanh | 2 x 20 | New construction
38 | Binh Long - Chon Thanh (3rd and 4th circuit) | 2 x 32 | New construction, relieving regional power source
39 | Dong Binh Phuoc - Branch to Binh Long - Aluminum electrolysis (*) | 4 x 12 | New construction, synchronized with the scale and progress of regional power sources
40 | Increasing the load capacity of the 220 kV Chon Thanh 500 kV - My Phuoc line | 2 x 45 | Improve load capacity and relieve regional power sources
41 | Increasing the load capacity of the 220 kV My Phuoc - Tan Dinh 500 kV line | 2 x 17 | Improve load capacity and relieve regional power sources
42 | 500 kV Tay Ninh 2 - Branch to Dau Tieng Lake Solar Power - Tay Ninh | 4 x 3 | New construction, connecting to 220 kV side of 500 kV Tay Ninh 2 station
43 | 500 kV Tay Ninh 2 - Tay Ninh (change the connection to Tan Bien) | 2 x 6 | New construction, connecting to 220 kV side of 500 kV Tay Ninh 2 station
44 | Tay Ninh 3 - 500 kV Tay Ninh 2 | 2 x 16 | New construction
45 | Increase Phu My - Long Thanh load capacity | 2 x 25 | Upgrade to increase load capacity
46 | Increase Phu My - Tan Thanh load capacity | 2 x 11 | Upgrade to increase load capacity
47 | Phu My 3 Industrial Zone - Branch to Tan Thanh - Chau Duc | 4 x 1 | New construction
48 | 500 kV Bac Chau Duc – Branch to Chau Duc - Tan Thanh | 4 x 10 | New construction
49 | Phuoc Thuan (Dat Do) - Branch to Phan Thiet - Tan Thanh and Ham Tan - Tan Thanh | 4 x 6 | New construction
50 | Long Son - Branch to Chau Duc - Phu My 3 Industrial Zone | 2 x 8 | New construction, consider choosing a cross- section suitable for the cross-section of Chau Duc 220 kV line - Phu My 3 Industrial Zone after renovation
51 | Chau Duc - Branch to Ham | 2 x 2 | New construction, completion of connection

## Table_138
0 | 1 | 2 | 3
| Tan - Tan Thanh (2nd circuit) |  | of Chau Duc 220kV substation to 02 circuits of Ham Tan - Tan Thanh 220kV transmission line
52 | Increasing Tan Thanh - Vung Tau load capacity | 2 x 30 | Upgrade to increase load capacity
53 | Increasing the load capacity of Ham Tan - Chau Duc and Ham Tan - Da Bac Solar Power - Chau Duc | 2 x 60 | Improve load capacity and relieve regional power sources
54 | Cat Lai - Tan Cang | 2 x 15 | New construction
55 | Binh Chanh 1 - Cau Bong | 2 x 21 | New construction, being a part of the 220- 110 kV Cau Bong - Binh Tan transmission line project
56 | Tan Son Nhat - Thuan An | 2 x 15 | New construction
57 | Tan Son Nhat - Turn Hoc Mon - Thu Duc | 2 x 9 | New construction
58 | Phu Lam - Dam Sen | 2 x 6 | New construction
59 | Dam Sen - Ba Queo - Tan Son Nhat | 2 x 10 | New construction
60 | 500 kV Long Thanh – Cong Nghe Cao | 2 x 25 | New construction
61 | 500 kV Cu Chi – Branch to Cu Chi - Trang Bang | 4 x 1 | New construction, change the connection to 220 kV Cu Chi 500 kV - Trang Bang and Cu Chi 500 kV - Tan Dinh transmission lines
62 | 500 kV Cu Chi – Branch to Cu Chi - Tan Dinh | 2 x 1 | New construction, change the connection to 220 kV Cu Chi 500 kV - 220 kV Cu Chi
63 | Thu Thiem - Branch to Cat Lai - Tan Cang | 4 x 1 | New construction
64 | District 7 - Nha Be and expansion of 220 kV compartment at 500 kV Nha Be station | 2 x 6 | New construction, connecting to 220 kV station in District 7, in case the 220 kV compartment at 500 kV station in Nha Be cannot be expanded, consider connecting District 7 – Branch to Nhon Trach 1&2 Thermal Power - Nha Be (2x7km), using large cross-section
65 | District 9 -Branch to Long Thanh – Cong Nghe Cao | 4 x 5 | New construction
66 | LNG Hiep Phuoc Phase I – Branch to Phu My - Can Duoc | 4 x 3 | New construction, synchronize with LNG Hiep Phuoc phase I
67 | Increasing the load capacity of the 220 kV Phu My - Can Duoc - My Tho-My Tho 500 kV transmission line | 2 x 112 | Upgrade to increase loading capacity, synchronize with LNG Hiep Phuoc phase I
68 | Increase Phu My - Tan Thanh load capacity | 2 x 11 | Upgrade to increase load capacity
69 | Nam Hiep Phuoc - Branch to Phu My - Can Duoc | 4 x 2 | New construction, connection to Nam Hiep Phuoc 220 kV station. Proposal to select suitable cross-section for Phu My - Can Duoc 220 kV line after renovation
70 | Can Gio - Branch to Phu My - Nam Hiep Phuoc | 2 x 28 | New construction
71 | Ben Cat 2 - Branch to Tan Dinh - Cu Chi | 4 x 1 | New construction
72 | Ben Cat 2 - Branch to Chon Thanh - Ben Cat | 2 x 20 | New construction and transition connection to 01 circuit of 220 kV Chon Thanh - Ben Cat transmission line
73 | Tan Dinh 2 - Branch to My Phuoc - Ben Cat | 4 x 11 | New construction
74 | 500 kV Binh Duong 1 – | 4 x 40 | New construction, connect to 500 kV Binh

## Table_139
0 | 1 | 2 | 3
| Branch to Uyen Hung - Song May |  | Duong 1 substation
75 | An Thanh (VSIP) – Branch to Tan Uyen - Thuan An | 4 x 3 | New construction
76 | Binh My - Branch to Binh Duong 1 - Song May | 4 x 3 | New construction
77 | Lai Uyen - Branch to Chon Thanh - Ben Cat | 4 x 1 | New construction
78 | Bac Tan Uyen - Branch to Binh My - Song May | 2 x 7 | New construction
79 | Song May - Tam Phuoc | 2 x 14 | New construction
80 | 500 kV Dong Nai 2 – Branch to Xuan Loc - Long Thanh | 4 x 12 | New construction
81 | Nhon Trach 3 Power Plant – Branch to My Xuan - Cat Lai | 2 x 10 | New construction , synchronize with Nhon Trach 3 Power Plant; replace Nhon Trach 3 Power Plant - Cat Lai Line (connection to Thu Duc) due to difficulties in the construction direction of the line
82 | Nhon Trach 3 Power Plant - 500 kV Long Thanh | 2 x 44 | New construction, synchronize with Nhon Trach 3 Power Plant
83 | Nhon Trach Industrial Zone - Branch to Nhon Trach 3 Power Plant - 500 kV Long Thanh | 4 x 3 | New construction, synchronize with the 220 kV station of Nhon Trach Industrial Zone. In case Nhon Trach 3 Power Plant is behind schedule, consider building the 220 kV transmission line of Nhon Trach - Long Thanh Industrial Zone first.
84 | Increasing the load capacity of Song May - Long Binh (1st circuit) | 1 x 16 | Upgrade to increase load capacity
85 | Increasing the load capacity of Song May - Long Binh (2nd circuit) | 1 x 25 | Upgrade to increase load capacity
86 | Thong Nhat - Branch to Bao Loc – Song May | 4 x 2 | New construction
87 | Increasing the load capacity of Tan Dinh - Binh Hoa loading capacity | 2 x 11 | Upgrade to increase load capacity
88 | Tri An Hydropower Plant Expansion - Tri An Hydropower Plant | 2 x 1 | New construction, synchronize with Tri An Hydropower Plant Expansion
89 | Tay Bac Cu Chi - Cu Chi 500 kV | 2 x 12 | New construction
90 | Binh Chanh 1 - Duc Hoa | 2 x 10 | New construction
91 | Phu Hoa Dong - Branch to Cu Chi - Cau Bong | 4 x 5 | New construction
92 | Increase the load capacity of Cau Bong - Cu Chi | 2 x 22 | Upgrade to increase load capacity
93 | Increase the load capacity of Cau Bong - Binh Tan - Phu Lam | 2 x 34 | Upgrade to increase load capacity
94 | Increase load capacity of Thu Duc - Tan Uyen - Long Binh | 2 x 44 | Upgrade to increase load capacity, consider the appropriate load capacity of the existing underground cable section
95 | Tan Dinh 2 - Binh My | 2 x 14 | New construction
96 | Bien Hoa – Branch to Tan Uyen - Long Binh | 4 x 1 | New construction
97 | Dau Giay - 500 kV Dong Nai 2 | 2 x 30 | New construction
98 | Dau Giay - 500 kV Long Thanh | 2 x 12 | New construction

## Table_140
0 | 1 | 2 | 3
99 | 220 kV Dong Nai 3 - Tan Uyen (*) | 2 x 55 | Synchronize with regional power source scale and progress
100 | 220 kV Dong Nai 4 - Uyen Hung(*) | 2 x 31 | Synchronize with regional power source scale and progress
101 | Increasing the load capacity of 220 kV Long Thanh - An Phuoc - Tam Phuoc | 2 x 16 | Upgrade to increase load capacity. Recommended to use large cross-section phase wires
102 | Increasing the load capacity of 500 kV Long Thanh - 220 kV Long Thanh | 2 x 19 | Upgrade to increase load capacity
103 | Ho Nai -Branch to Song May - Tam Phuoc | 4 x 1 | New construction
104 | Phu Giao - Branch to Binh Duong 1 - Uyen Hung | 4 x 2 | New construction
105 | Increase load capacity of Long An - Ben Luc | 2 x 14 | Upgrade to increase load capacity
106 | Go Cong - Can Duoc | 2 x 27 | New construction
107 | 500 kV Duc Hoa – Branch to Phu Lam - Long An (2nd circuit) | 2 x 20 | New construction, connecting to 220 kV side to 500 kV Duc Hoa station, transitioning on the remaining circuit of 220 kV Phu Lam - 500 kV Long An transmission line
108 | Duc Hoa 2 – Branch to 500 kV Duc Hoa - Duc Hoa 1 | 4 x 10 | New construction
109 | Ben Luc 2 (Duc Hoa 3) is connected to the 220 kV Duc Hoa 500 kV - Phu Lam line and the 220 kV Duc Hoa 500 kV - Ben Luc line. | 4 x 6 | New construction, replace Duc Hoa 3 220 kV with transition connection on 220 kV Duc Hoa 500 kV – Branch to Phu Lam - Long An line in Power Development Planning VIII
110 | Hanging 3rd and 4th circuit of 220 kV Duc Hoa 500 kV - Duc Hoa 1 line | 2 x 25 | Consider transferring connection to 220 kV Tay Bac Cu Chi station
111 | 500 kV Long An – Branch to Can Duoc - Phu My | 4 x 1 | New construction
112 | Increasing load capacity of Four-Wheel Drive - Phu Lam | 2 x 28 | Upgrade to increase load capacity
113 | Tan Lap - Branch to 500 kV Duc Hoa - Long An | 4 x 9 | New construction
114 | Kien Tuong - Tan Lap | 2 x 40 | New construction. In case Tan Lap 220 kV substation comes into operation behind schedule, invest first in Kien Tuong 220 kV - Duc Hoa 500 kV - Long An line (2x50 km)
115 | LNG Long An I - 500 kV Long An | 2 x 18 | New construction, synchronized with LNG Long An I, depending on power source progress; proposed design of 220 kV LNG Long An I distribution yard with flexible busbar segment diagram.
116 | LNG Long An I - Ben Luc | 2 x 30 | New construction, synchronized with LNG Long An I, depending on power source progress; proposed design of 220 kV LNG Long An I SPP with flexible busbar segment diagram
117 | Tan Phuoc (Cai Be) – Branch to 500 kV My Tho - Long An | 4 x 7 | New construction
118 | My Tho- Branch to 500 kV My Tho - Can Duoc (2nd circuit) | 2 x 4 | New construction, connecting to 220 kV My Tho station to relay on the remaining circuit of 220 kV My Tho - 500 kV Can Duoc line
119 | Can Duoc – Branch to Phu My 500 kV - My Tho (2nd circuit) | 2 x 5 | New construction, connecting to Can Duoc 220 kV station to relay on the remaining circuit of Phu My 220 kV - My Tho 500 kV

## Table_141
0 | 1 | 2 | 3
transmission line
120 | Long My 1 Wind Power - Branch to Ca Mau Industrial Zone - O Mon (*) | 2 x 1 | New construction, synchronize with Long My 1 Wind Power
121 | Vinh Long 3 - Branch to Vinh Long 2 - Tra Vinh | 4 x 1 | New construction
122 | Ben Tre - Binh Dai (*) | 2 x 50 | New construction, synchronized with the scale and progress of regional power sources
123 | Thanh Phu - Branch to Hai Phong Wind Power - Mo Cay (*) | 4 x 3 | New construction, synchronized with the scale and progress of regional power sources. In case Hai Phong power plant is behind schedule, it is necessary to build the 220 kV Thanh Phu - Mo Cay double-circuit transmission line in advance, synchronized with the 220 kV Thanh Phu station, Hai Phong Wind Power connects to the 220 kV Thanh Phu station via the 220 kV double- circuit. Consider choosing a large cross- section to relieve renewable energy.
124 | Mo Cay - 500 kV My Tho (*) | 2 x 42 | New construction, synchronized with the scale and progress of regional power sources
125 | An Bien (Vinh Thuan) - Branch to Ca Mau Thermal Power Plant - Rach Gia | 2 x 17 | New construction
126 | Tra Vinh 3 - 500 kV Duyen Hai | 2 x 3 | New construction, synchronized with Tra Vinh 3 220 kV station
127 | No. 19 Ben Tre Wind Power- Binh Dai (*) | 2 x 12 | New construction and synchronize with No. 19 Ben Tre Wind Power, relieve the capacity of No. 19 Ben Tre Wind Power, No. 20 Ben Tre Wind Power. Adjust the plan compared to Document 911/TTg-CN, replace the 220 kV No. 19 Ben Tre Wind Power - Ben Tre, about 50km long due to difficulty in expanding the bypass at Ben Tre 220 kV station. Actual length is about 0.03km.
128 | Hai Phong - Mo Cay Road (*) | 2 x 50 | New construction, synchronize with Hai Phong Wind Power, connection plan is approved in Document 911/TTg-CN dated July 15, 2020
129 | Dong Thanh 1 - 500 kV Duyen Hai (*) | 2 x 4 | New construction, synchronize with Dong Thanh 1 Wind Power, relieve the capacity of Dong Thanh 1 Wind Power, Dong Thanh 2 Wind Power. Adjust the plan compared to Document 911/TTg-CN, replace the 220 kV Dong Thanh 1 Wind Power – Branch to Dong Hai 1 Branch - Duyen Hai 500 kV to avoid overloading the 220 kV Dong Hai 1 Wind Power - Trung Nam Tra Vinh Solar Power - Duyen Hai 500 kV.
130 | Thang Long Wind Power- 220 kV Duyen Hai (*) | 1 x 12 | New construction, synchronize with Thang Long Wind Power, connection plan is approved in Document 911/TTg-CN dated June 24, 2020
131 | 500 kV Ben Tre – Branch to Binh Dai - Ben Tre | 4 x 16 | New construction and connect to 500 kV Ben Tre substation
132 | 500 kV Ben Tre – Branch to Thanh Phu - Mo Cay | 4 x 10 | New construction and connect to 500 kV Ben Tre substation
133 | 500 kV Thot Not-Lap Vo | 2 x 22 | New construction
134 | Hong Ngu - Chau Doc | 2 x 40 | New construction

## Table_142
0 | 1 | 2 | 3
135 | Lap Vo - Hong Ngu | 2 x 55 | New construction
136 | Sa Dec - Branch to O Mon - Vinh Long (2nd circuit) | 2 x 1 | New construction, connecting to 220 kV Sa Dec station to relay on the remaining circuit of 220 kV O Mon - Vinh Long line
137 | Long Xuyen - Branch to Chau Doc - Thot Not (2nd circuit) | 2 x 1 | New construction, connecting to 220 kV Long Xuyen station to relay on the remaining circuit of 220 kV Chau Doc - Thot Not line
138 | Chau Thanh (An Giang) – Branch to Long Xuyen - Chau Doc | 4 x 2 | New construction
139 | Cho Moi - Chau Thanh (An Giang) | 2 x 9 | New construction
140 | Rennovating 220 kV Chau Doc - Kien Binh single-circuit line into double-circuit line | 2 x 75 | Converting single-circuit line into double- circuit line, increasing load capacity
141 | Tran De - 500 kV Long Phu | 2 x 24 | New construction, synchronized with the scale and progress of regional power sources
142 | Vinh Chau – Branch to Long Phu - Soc Trang (2d circuit) | 2 x 20 | New construction, connecting to 220 kV Vinh Chau station to the remaining circuit of 220 kV Long Phu - Soc Trang line
143 | Soc Trang 4 Wind Power - Vinh Chau (*) | 2 x 5 | New construction, synchronize with Soc Trang 4 Wind Power, connection plan is approved in Document 911/TTg-CN dated June 24, 2020
144 | Phu Cuong 1A, 1B Wind Power - Vinh Chau (*) | 2 x 22 | New construction, synchronize with Phu Cuong 1A and 1B Wind Power; connection plan is approved in Document 911/TTg-CN dated June 24, 2020
145 | Bac Lieu Phase 3 Wind Power - Bac Lieu (*) | 2 x 18 | New construction, synchronize with Bac Lieu Phase 3, connection plan approved in Decision No. 209/QD-TTg dated February 9, 2018
146 | 220 kV double circuit line connecting 220 kV Bac Lieu substation, transitioning onto 220 kV Ca Mau ND line - Soc Trang | 2 x 5 | New construction, relieving regional power sources; exact name of the project is approved in Document No. 441/TTg-CN dated April 16, 2020 "Double-circuit 220 kV transmission line connecting Bac Lieu 220 kV substation, transitioning on Ca Mau - Bac Lieu thermal power line"
147 | Hoa Binh - Branch to Gia Rai - Bac Lieu | 2 x 13 | New construction, connecting to 220 kV Hoa Binh station (Bac Lieu province) to transfer 220 kV Gia Rai - Bac Lieu line, relieving power source in the area
148 | Hoa Binh connects to the 220 kV line connecting to Hoa Binh 5 Wind Power | 4 x 5 | New construction and connecting to 220 kV Hoa Binh station (Bac Lieu province), relieving power shortage in the area
149 | Bac Lieu 3 - 500 kV Bac Lieu (*) | 2 x 30 | New construction, synchronized with the scale and progress of regional power sources
150 | 500 kV Bac Lieu - Gia Rai branch - Hoa Binh | 4 x 6 | New construction, synchronize with 500 kV Bac Lieu station
151 | 500 kV Bac Lieu - Hoa Binh | 2 x 18 | New construction, relieving renewable energy
152 | Ca Mau - Nam Can | 2 x 58 | New construction
153 | Ca Mau 3 – Branch to Ca Mau - Nam Can | 2 x 26 | New construction, synchronize with 220 kV Ca Mau 3 station
154 | Ca Mau 1 Wind Power Cluster - Ca Mau (*) | 2 x 52 | New construction, synchronize with Ca Mau 1 Wind Power Cluster
155 | 500 kV Ca Mau – Branch to | 4 x 8 | New construction

## Table_143
0 | 1 | 2 | 3
Nam Can - Ca Mau
156 | 500 kV Ca Mau - Branch to Ca Mau 1 - Ca Mau | 4 x 8 | New construction
157 | NB 1 - Vung Tau (*) | 2 x 3 | New construction, synchronized with scale and progress of offshore wind power sources in the South. The length, cross-section and route of the power line will be determined during the project implementation phase, depending on the results of the actual sea survey.
158 | NB 2 - Ben Tre 500kV (*) | 2 x 10 | New construction, synchronized with the scale and progress of offshore wind power sources in the South. The length, cross- section and direction of the line will be precisely determined during the project implementation phase, depending on the results of the actual sea survey.
159 | NB 3 - 500 kV Duyen Hai (*) | 2 x 10 | New construction, synchronized with the scale and progress of offshore wind power sources in the South. The length, cross- section and direction of the line will be precisely determined during the project implementation phase, depending on the results of the actual sea survey.
160 | Connection to 220kV Phu Quoc Substation | 2 x 19 | Constructing a new 220kV transmission line from Phu Quoc 220kV substation to connect to the existing Kien Binh - Phu Quoc 220kV transmission line, synchronized with Phu Quoc 220kV substation
161 | Estimated volume of connection of renewable energy sources | 500 | New construction, relieving renewable energy
162 | Reserve for arising costs of 220 kV transmission line renovation and new construction | 450 | Reserve for load growth and power source development
II | Phase 2031-2035
1 | Hong Liem - 500 kV Hong Phong (*) | 2 x 6 | New construction, relieving renewable energy sources
2 | Da Lat - 220 kV Da Nhim Switching Station | 2 x 30 | New construction
3 | Increasing the load capacity of Di Linh - Bao Loc | 2 x 34 | Rennovate to increase load capacity
4 | 220 kV Ninh Thuan 1- 500 kV Ninh Thuan 1 (*) | 2 x 15 | New construction, relieving renewable energy sources
5 | 220 kV Ninh Thuan 2 - 500 kV Ninh Thuan 1 (*) | 2 x 15 | New construction, relieving renewable energy sources
6 | 220 kV Ninh Thuan 3 - 500 kV Ninh Thuan 2 (*) | 2 x 15 | New construction, relieving renewable energy sources
7 | Tan Chau 1 - Tan Bien (*) | 2 x 16 | New construction, synchronized with the scale and progress of regional power sources
8 | Ben Cau - 500 kV Tay Ninh 1 | 2 x 12 | New construction
9 | Hon Quan - Branch to Binh Long - Chon Thanh | 2 x 4 | New construction
10 | 220 kV Binh Phuoc 1 - 500 kV Loc Ninh (*) | 2 x 15 | New construction, relieving renewable energy sources
11 | 220 kV Binh Phuoc 2 - 500 kV Loc Ninh (*) | 2 x 15 | New construction, relieving renewable energy sources
12 | Phu My City - Branch to Phu | 4 x 2 | Rennovate to increase load capacity

## Table_144
0 | 1 | 2 | 3
My - Ba Ria
13 | Phu My City - Bac Chau Duc 500 kV | 2 x 30 | New construction
14 | Long Dien 500 kV - Vung Tau 2 | 2 x 13 | New construction, connecting to 500 kV Long Dien substation
15 | Long Dien 500 kV - Branch to Phu My City - Vung Tau | 2 x 10 | New construction, connecting to 500 kV Long Dien substation
16 | Long Dien 500 kV - Phuoc Thuan (Dat Do) | 2 x 16 | New construction, connecting to 500 kV Long Dien substation
17 | Vung Tau 2 - Vung Tau | 2 x 9 | New construction
18 | Increasing the load capacity of Tri An - Song May 500 kV Hydropower Plant | 1 x 24 | Upgrade load capacity to ensure regional power supply
19 | Binh Chanh 2 – Branch to Duc Hoa - Phu Lam | 4 x 2 | New construction, proposal for schematic design operation for 220 kV Binh Chanh 2 substation
20 | 500 kV Da Phuoc - Binh Chief 2 | 2 x 10 | New construction, connecting to 500 kV Da Phuoc Substation. Flexible diagram is designed for 220 kV Binh Chanh 2 substation
21 | 500 kV Da Phuoc - Binh Chanh | 2 x 9 | New construction, connecting to 500 kV Da Phuoc substation, consider transferring the connection of District 8 220 kV substation to Phu Lam 500 kV substation.
22 | 500 kV Da Phuoc - Dam Sen | 2 x 22 | New construction and connecting to 500 kV Da Phuoc substation; consider separate busbar operation of 220 kV Ba Queo substation to limit short-circuit current
23 | LNG Hiep Phuoc Phase 2 - Binh Chanh | 2 x 13 | Synchronize with LNG Hiep Phuoc Phase II Power Plant
24 | Hoc Mon 2 – Branch to Cau Bong - Binh Chanh 1 | 4 x 1 | New construction
25 | 500 kV Thu Duc City – Branch to Cong Nghe Cao - District 9 | 4 x 5 | New construction
26 | Increasing the load capacity of the 220 kV Cat Lai - Thu Duc transmission line | 2 x 13 | Upgrade to increase load capacity, synchronize with 500 kV Thu Duc City Substation
27 | 500 kV Thu Duc City - Cat Lai transferred connection to 220 kV Thu Duc station (separated Cat Lai - Thu Duc connection) | 2 x 5 | New construction, connecting to 500 kV Thu Duc City Substation, change connection to limit short circuit current; select cross- section with suitable load capacity for 220 kV Cat Lai - Thu Duc transmission line (after renovation)
28 | 500 kV Binh Duong 2 connecting Ben Cat - Ben Cat 2 and Chon Thanh - Ben Cat 2 | 4 x 12 | New construction, connecting to 220 kV side of 500 kV Binh Duong 2 substation
29 | 500 kV Binh Duong 2 – Branch to Ben Cat - Tan Dinh 2 | 4 x 16 | New construction, connecting to 220 kV side of 500 kV Binh Duong 2 substation
30 | Ben Cat 3 – Branch to Bon Cat 2 - Binh Duong 2 500 kV | 4 x 4 | New construction
31 | Increasing the load capacity of the 220 kV Uyen Hung - Tan Dinh 500 kV transmission line | 2 x 16 | Upgrade to increase load capacity
32 | Bau Bang connects Chon Thanh - Ben Cat and Chon Thanh - 500 kV Binh Duong 2 | 4 x 1 | New construction, in case the 500 kV Binh Duong 2 substation is built later than the 220 kV Bau Bang substation, the name of the connection project will be "Bau Bang - Chon

## Table_145
0 | 1 | 2 | 3
Thanh - Ben Cat and Chon Thanh - Ben Cat 2".
33 | Long Thanh 2 Industrial Zone - Branch to Xuan Loc - Long Thanh | 4 x 1 | New construction
34 | Can Giuoc – Branch to 500 kV Long An - Nam Hiep Phuoc | 4 x 3 | New construction
35 | 500 kV Long An 2 – Branch to Long An - Tan Phuoc | 4 x 10 | New construction
36 | 500 kV Tien Giang – Branch to Vinh Long - Sa Dec | 4 x 15 | New construction
37 | 500 kV Tien Giang – Branch to Cai Lay - Cao Lanh | 4 x 4 | New construction
38 | 500 kV Ben Tre-Ba Tri | 2 x 16 | New construction, relieving renewable energy
39 | 500 kV Dong Thap – Branch to Hong Ngu - Lap Vo | 4 x 12 | New construction, connecting to 500 kV Dong Thap substation
40 | 500 kV An Giang – Branch to Kien Binh - Rach Gia | 2 x 26 | New construction, connecting to 500 kV An Giang substation
41 | 500 kV An Giang - Chau Thanh (An Giang) | 4 x 28 | New construction, connecting to 500 kV An Giang substation
42 | 500 kV An Giang – Branch to Chau Doc - Kien Binh | 4 x 40 | New construction, connecting to 500 kV An Giang substation
43 | Vi Thanh – Branch to O Mon - Ca Mau Thermal Power Plant | 4 x 12 | New construction
44 | Vinh Quang - Branch to Rach Gia - Kien Binh | 2 x 1 | New construction
45 | Bac Lieu 4 - 500 kV Bac Lieu (*) | 2 x 10 | New construction, synchronized with the scale and progress of regional power sources
46 | Soc Trang - 500 kV Long Phu | 2 x 35 | New construction, relieving renewable energy
47 | Increasing the load capacity of Soc Trang - Chau Thanh (Hau Giang) | 2 x 50 | Improve load capacity and relieveing renewable energy
48 | Increasing the load capacity of Bac Lieu - Soc Trang | 2 x 42 | Improve load capacity and relieving renewable energy
49 | Ca Mau 4 – Branch to Ca Mau 1 Wind Power - Ca Mau | 2 x 7 | New construction, synchronized with the scale and progress of regional power sources
50 | Estimated volume of connection of renewable energy sources | 500 | New construction, relieving renewable energy
51 | Reserved for arising costs of 220 kV transmission line renovation and new construction | 500 | Reserved for load growth and power source development