## Table_1
0 | 1 | 2 | 3
|  | Phase 2025 - 2030 | Phase 2031 - 2035
No. | Region/Province | Note
| (MW) | (MW)
A | For small hydropower, increase by province.
| National total | 3,780.5 | 3,939.3
I | North | 2,411.5 | 2,067.3
1 | Ha Giang | 117.5 | 211.2
2 | Cao Bang | 34 | 14
3 | Lao Cai | 311.9 | 270.7
4 | Bac Kan | 41.3 | 30
5 | Lang Son | 24 | 24
6 | Tuyen Quang | 31 | 30.9
7 | Yen Bai | 228 | 209
8 | Thai Nguyen | 30 | 30
9 | Phu Tho | 10.2 | 0
10 | Quang Ninh | 32 | 0
11 | Lai Chau | 892 | 1,092.1
12 | Dien Bien | 207 | 8.3
13 | Son La | 411.6 | 147.2
14 | Hoa Binh | 38 | 0
15 | Bac Giang | 3 | 0
16 | Hanoi City | 0 | 0
17 | Vinh Phuc | 0 | 0
II | North Central Coast | 147 | 192
1 | Thanh Hoa | 52.9 | 130
2 | Nghe An | 33.2 | 22
3 | Ha Tinh | 24.69 | 0
4 | Quang Binh | 58 | 39
III | Mid-Central Coast | 595 | 829
1 | Quang Tri | 63 | 151.8
2 | Hue City | 31 | 51.9
3 | Quang Nam | 318 | 438.3
4 | Quang Ngai | 127 | 186.7
5 | Da Nang | 55 | 0
IV | Central Highlands | 306 | 380
1 | Kon Tum | 57.4 | 44
2 | Gia Lai | 114 | 144.6
3 | Dak Lak | 50 | 128.45
4 | Dak Nong | 84.6 | 63
V | South Central Coast | 277 | 397
1 | Binh Dinh | 62 | 63.5
2 | Phu Yen | 48 | 60
3 | Khanh Hoa | 8 | 2
4 | Ninh Thuan | 29 | 28.5
5 | Binh Thuan | 47 | 22
6 | Lam Dong | 83 | 221.3
VI | Southern Vietnam | 46 | 74
1 | Binh Duong | 13 | 23.1
2 | Binh Phuoc | 28 | 40.9

## Table_2
0 | 1 | 2 | 3
3 | Dong Nai | 0.0 | 0.0
4 | Tay Ninh | 5.0 | 10.0
5 | Ba Ria - Vung Tau | 0.0 | 0.0
6 | Kien Giang | 0.0 | 0.0
B | For hydropower with capacity from 30 MW to under 50 MW, increase by province.
| National total | 462.3
I | North | 40.5
1 | Lai Chau | 40.5
II | North Central Coast | 83.0
1 | Thanh Hoa | 38.0
2 | Nghe An | 45.0
III | Central Central | 48.0
1 | Quang Tri | 48.0
IV | South Central Coast | 122.0
1 | Binh Dinh | 40.0
2 | Binh Thuan | 46.0
3 | Lam Dong | 36.0
V | Southern Vietnam | 168.8
1 | Binh Phuoc | 78.8
2 | Dong Nai | 90.0

## Table_3
0 | 1 | 2 | 3 | 4 | 5
|  | Additional rooftop solar power | Concentrated electricity increased
|  |  | Phase 2025 - | Phase 2031 -
No. | Province/City | Phase 2025 - 2030 | Phase 2031 - 2035
|  |  | 2030 | 2035
|  | (MW) | (MW)
|  |  | (MW) | (MW)
I | North | 17950 | 1068 | 10306 | 9459
1 | Hanoi | 894 | 54 | 483
2 | Hai Phong City | 2092 | 124 | 100
3 | Hai Duong | 1348 | 80 | 100
4 | Hung Yen | 1189 | 71 | 57
5 | Ha Nam | 1107 | 66 | 50
6 | Nam Dinh | 601 | 36 | 223
7 | Thai Binh | 610 | 36 | 50
8 | Ninh Binh | 440 | 27 | 50
9 | Ha Giang | 64 | 4 | 100
10 | Cao Bang | 50 | 3 | 100 | 9459 (By 2035,
the proposed
11 | Lao Cai | 550 | 33 | 105
capacity from
12 | Bac Kan | 51 | 3 | 200
localities is
13 | Lang Son | 492 | 29 | 100
smaller than the
14 | Tuyen Quang | 76 | 5 | 198
capacity required
15 | Yen Bai | 500 | 30 | 1656
by the power
16 | Thai Nguyen | 1019 | 60 | 220
17 | Phu Tho | 595 | 35 | 100
18 | Vinh Phuc | 1155 | 68 | 50
19 | Bac Giang | 1674 | 99 | 100
20 | Bac Ninh | 1528 | 91 | 50
21 | Quang Ninh | 1418 | 84 | 400
22 | Lai Chau | 50 | 3 | 1086
23 | Dien Bien | 50 | 0 | 904
24 | Son La | 50 | 5 | 3674
25 | Hoa Binh | 347 | 21 | 150
II | North Central Coast | 1041 | 210 | 1670 | 1529
1 | Thanh Hoa | 373 | 68 | 440 | 164
2 | Nghe An | 232 | 49 | 350 | 0
3 | Ha Tinh | 313 | 68 | 440 | 1336
4 | Quang Binh | 123 | 26 | 440 | 28
III | Mid-Central Coast | 250 | 463 | 1444 | 2366
1 | Quang Tri | 50 | 27 | 310 | 781
2 | Hue City | 50 | 136 | 397 | 1583
3 | Da Nang City | 50 | 102 | 50 | 0
4 | Quang Nam | 50 | 113 | 50 | 0
5 | Quang Ngai | 50 | 85 | 140 | 2
IV | Central Highlands | 200 | 0 | 6333 | 6513
1 | Kon Tum | 50 | 0 | 660 | 0
2 | Gia Lai | 50 | 0 | 1030 | 0
3 | Dak Lak | 50 | 0 | 3349 | 4962
4 | Dak Nong | 50 | 0 | 1294 | 1551
V | South Central Coast | 300 | 88 | 4475 | 4388
1 | Binh Dinh | 50 | 77 | 500 | 0
2 | Phu Yen | 50 | 11 | 1000 | 0
3 | Khanh Hoa | 50 | 0 | 100 | 0
4 | Ninh Thuan | 50 | 0 | 1974 | 3984
5 | Binh Thuan | 50 | 0 | 564 | 266
6 | Lam Dong | 50 | 0 | 337 | 138
VI | Southern Vietnam | 6635 | 14673 | 3654 | 10514
1 | Binh Phuoc | 440 | 1258 | 678 | 4114
2 | Tay Ninh | 226 | 708 | 450 | 314
3 | Binh Duong | 1036 | 2486 | 55 | 1367

## Table_4
0 | 1 | 2 | 3 | 4 | 5
4 | Dong Nai | 1520 | 3075 | 1069 | 3942
5 | Ba Ria - Vung Tau | 985 | 1783 | 50 | 0
6 | Ho Chi Minh City | 374 | 981 | 20 | 0
7 | Long An | 999 | 2062 | 268 | 156
8 | Tien Giang | 149 | 296 | 50 | 0
9 | Ben Tre | 97 | 228 | 50 | 0
10 | Tra Vinh | 58 | 134 | 50 | 0
11 | Vinh Long | 110 | 221 | 50 | 0
12 | Dong Thap | 50 | 203 | 74 | 249
13 | An Giang | 50 | 95 | 80 | 0
14 | Kien Giang | 50 | 0 | 400 | 0
15 | Can Tho City | 199 | 390 | 50 | 0
16 | Hau Giang | 142 | 370 | 110 | 372
17 | Soc Trang | 50 | 183 | 50 | 0
18 | Bac Lieu | 50 | 0 | 50 | 0
19 | Ca Mau | 50 | 200 | 50 | 0

## Table_5
0 | 1 | 2 | 3
|  | Phase 2025 - 2030 | Phase 2031 - 2035
No. | Province/City | Note
|  | (MW) | (MW)
I | North | 2194 | 0
1 | Hanoi | 0 | 0
2 | Hai Phong City | 0 | 0
3 | Hai Duong | 0 | 0
4 | Hung Yen | 0 | 0
5 | Ha Nam | 0 | 0
6 | Nam Dinh | 0 | 0
7 | Thai Binh | 0 | 0
8 | Ninh Binh | 0 | 0
9 | Ha Giang | 0 | 0
10 | Cao Bang | 0 | 0
11 | Lao Cai | 0 | 0
12 | Bac Kan | 266 | 0
13 | Lang Son | 0 | 0
14 | Tuyen Quang | 0 | 0
15 | Yen Bai | 160 | 0
16 | Thai Nguyen | 0 | 0
17 | Phu Tho | 0 | 0
18 | Vinh Phuc | 0 | 0
19 | Bac Giang | 108 | 0
20 | Bac Ninh | 0 | 0
21 | Quang Ninh | 300 | 0
22 | Lai Chau | 0 | 0
23 | Dien Bien | 779 | 0
24 | Son La | 580 | 0
25 | Hoa Binh | 0 | 0
II | North Central Coast | 3333 | 0
1 | Thanh Hoa | 364 | 0
2 | Nghe An | 240 | 0
3 | Ha Tinh | 1605 | 0
4 | Quang Binh | 1124 | 0
III | Mid-Central Coast | 510 | 0
1 | Quang Tri | 560 | 0
2 | Hue City | 100 | 0
3 | Da Nang City | 0 | 0
4 | Quang Nam | 100 | 0
5 | Quang Ngai | 0 | 0
IV | Central Highlands | 2643 | 3496
1 | Kon Tum | 474 | 206
2 | Gia Lai | 884 | 2129
3 | Dak Lak | 1085 | 1162
4 | Dak Nong | 200 | 0
V | South Central Coast | 3254 | 250
1 | Binh Dinh | 1273 | 0
2 | Phu Yen | 300 | 0
3 | Khanh Hoa | 200 | 0
4 | Ninh Thuan | 1039 | 0
5 | Binh Thuan | 242 | 0
6 | Lam Dong | 200 | 250
VI | Southern Vietnam | 4212 | 2350
1 | Binh Phuoc | 0 | 0
2 | Tay Ninh | 0 | 0
3 | Binh Duong | 0 | 0
4 | Dong Nai | 0 | 0

## Table_6
0 | 1 | 2 | 3
5 | Ba Ria - Vung Tau | 100 | 6
6 | Ho Chi Minh City | 0 | 0
7 | Long An | 73 | 18
8 | Tien Giang | 100 | 226
9 | Ben Tre | 500 | 340
10 | Tra Vinh | 1450 | 448
11 | Vinh Long | 0 | 0
12 | Dong Thap | 0 | 0
13 | An Giang | 50 | 0
14 | Kien Giang | 219 | 19
15 | Can Tho City | 0 | 0
16 | Hau Giang | 100 | 0
17 | Soc Trang | 988 | 0
18 | Bac Lieu | 346 | 351
19 | Ca Mau | 387 | 942

## Table_7
0 | 1 | 2 | 3 | 4 | 5
|  | Waste electricity increased | Additional biomass electricity
Phase 2025 -
No. | Province/City | Phase 2025 - 2030 | Phase 2031 - 2035 | Phase 2031 - 2035
2030
|  | (MW) | (MW) | (MW)
(MW)
| Nationwide | 1270 | 0 | 1510 | 1276.0
I | North | 523 | 0 | 375 | 208.0
1 | Hanoi | 220 | 0 | 6 | 4.0
2 | Hai Phong | 20 | 0 | 0 | 0.0
3 | Hai Duong | 0 | 0 | 0 | 0.0
4 | Hung Yen | 73 | 0 | 0 | 0.0
5 | Ha Nam | 0 | 0 | 0 | 0.0
6 | Nam Dinh | 35 | 0 | 34 | 19.0
7 | Thai Binh | 0 | 0 | 0 | 0.0
8 | Ninh Binh | 0 | 0 | 0 | 0.0
9 | Ha Giang | 0 | 0 | 32 | 18.0
10 | Cao Bang | 0 | 0 | 0 | 0.0
11 | Lao Cai | 12 | 0 | 32 | 18.0
12 | Bac Kan | 0 | 0 | 16 | 9.0
13 | Lang Son | 0 | 0 | 13 | 7.0
14 | Tuyen Quang | 0 | 0 | 32 | 18.0
15 | Yen Bai | 0 | 0 | 32 | 18.0
16 | Thai Nguyen | 10 | 0 | 6 | 4.0
17 | Phu Tho | 0 | 0 | 19 | 11.0
18 | Vinh Phuc | 0 | 0 | 0 | 0.0
19 | Bac Giang | 13 | 0 | 0 | 0.0
20 | Bac Ninh | 0 | 0 | 0 | 0.0
21 | Quang Ninh | 0 | 0 | 0 | 0.0
22 | Lai Chau | 0 | 0 | 6 | 4.0
23 | Dien Bien | 3 | 0 | 84 | 46.0
24 | Son La | 0 | 0 | 16 | 9.0
25 | Hoa Binh | 137 | 0 | 45 | 25.0
II | North Central Coast | 25 | 0 | 388 | 30.0
1 | Thanh Hoa | 0 | 0 | 126 | 10.0
2 | Nghe An | 0 | 0 | 60 | 5.0
3 | Ha Tinh | 0 | 0 | 14 | 1.0
4 | Quang Binh | 25 | 0 | 188 | 14.0
III | Mid-Central Coast | 142 | 0 | 92 | 564.0
1 | Quang Tri | 20 | 0 | 17 | 106.0
2 | Hue | 2 | 0 | 10 | 58.0
3 | Danang | 70 | 0 | 2 | 13.0
4 | Quang Nam | 50 | 0 | 56 | 344.0
5 | Quang Ngai | 0 | 0 | 7 | 43.0
IV | Central Highlands | 39 | 0 | 343 | 213.0
1 | Kon Tum | 0 | 0 | 31 | 19.0
2 | Gia Lai | 30 | 0 | 171 | 106.0
3 | Dak Lak | 9 | 0 | 141 | 88.0
4 | Dak Nong | 0 | 0 | 0 | 0.0
V | South Central Coast | 117 | 0 | 165 | 0.0
1 | Binh Dinh | 15 | 0 | 50 | 0.0
2 | Phu Yen | 10 | 0 | 115 | 0.0
3 | Khanh Hoa | 40 | 0 | 0 | 0.0
4 | Lam Dong | 40 | 0 | 0 | 0.0
5 | Ninh Thuan | 12 | 0 | 0 | 0.0
6 | Binh Thuan | 0 | 0 | 0 | 0.0
VI | Southern Vietnam | 425 | 0 | 146 | 261.0
1 | Ho Chi Minh | 216 | 0 | 0 | 0.0

## Table_8
0 | 1 | 2 | 3 | 4 | 5
2 | Binh Phuoc | 0 | 0 | 79 | 121
3 | Tay Ninh | 0 | 0 | 0 | 0
4 | Binh Duong | 0 | 0 | 0 | 0
5 | Dong Nai | 58 | 0 | 0 | 0
6 | Ba Ria - Vung Tau | 25 | 0 | 3 | 7
7 | Long An | 72 | 0 | 20 | 42
8 | Dong Thap | 0 | 0 | 0 | 0
9 | An Giang | 8 | 0 | 26 | 54
10 | Tien Giang | 0 | 0 | 0 | 0
11 | Vinh Long | 0 | 0 | 0 | 0
12 | Ben Tre | 18 | 0 | 10 | 20
13 | Kien Giang | 20 | 0 | 0 | 0
14 | Can Tho | 0 | 0 | 150 | 0
15 | Hau Giang | 0 | 0 | 0 | 0
16 | Tra Vinh | 0 | 0 | 0 | 0
17 | Soc Trang | 9 | 0 | 8 | 17
18 | Bac Lieu | 0 | 0 | 0 | 0
19 | Ca Mau | 0 | 0 | 0 | 0

## Table_9
0 | 1 | 2
Provinces | Phase 2025 - 2030 (MW) | Phase 2031 - 2035 (MW)
I. North | 1900 | 1400
Lai Chau | 300 | 400
Dien Bien | 400 | 400
Son La | 900 | 300
Bac Giang | 300 | 300
II. North Central Coast | 831 | 0
Thanh Hoa | 126.5
Ha Tinh | 704.5
III. Mid-Central Coast | 846 | 1795
Quang Tri | 246 | 1200
Da Nang |  | 595
Quang Nam | 300
Quang Ngai | 300
IV. South Central Coast |  | 1200
Binh Dinh |  | 600
Ninh Thuan
Lam Dong |  | 600

## Table_10
0 | 1 | 2 | 3 | 4
|  | Expected | Operational
No. | Project | Note
|  | capacity (MW) | phase
1 | LNG Quang Ninh | 1500 | 2025-2030
2 | LNG Thai Binh | 1500 | 2025-2030
3 | LNG Quang Trach II | 1500 | 2025-2030
4 | LNG Hai Lang Phase 1 | 1500 | 2025-2030
Nhon Trach 3 and Nhon
5 | 1624 | 2025-2030
Trach 4 Power Plants
6 | LNG Hiep Phuoc Phase I | 1200 | 2025-2030
7 | LNG Long An I | 1500 | 2025-2030
Son My I BOT Thermal
8 | 2250 | 2025-2030
Power Plant (*)
Son My II BOT Thermal
9 | 2250 | 2025-2030
Power Plant (*)
10 | LNG Bac Lieu (*) | 3200 | 2025-2030
11 | LNG Nghi Son (*) | 1500 | 2025-2030
12 | LNG Ca Na (*) | 1500 | 2025-2030
13 | LNG Quynh Lap (*) | 1500 | 2025-2030
According to the commitment of Hai
Phong City People's Committee in
14 | LNG Hai Phong Phase I | 1600 | 2025-2030
Document No. 583/UBND-UBND-
XD2 dated March 26, 2025
According to the commitment of Ho
Chi Minh City People's Committee in
15 | LNG Hiep Phuoc Phase II | 1500 | 2025-2030
Document No. 1945/UBND-KT dated
March 27, 2025
The People's Committee of Ba Ria -
Vung Tau province proposed that the
16 | LNG Long Son (*) | 1500 | 2031-2035 | progress could be pushed forward to
the 2025-2030 period according to the
needs of the power system.
17 | LNG Long An II | 1500 | 2031-2035
Thanh Hoa Provincial People's
Committee proposed to convert fuel
from coal to LNG for Cong Thanh
coal-fired power project. Document
No. 5473/VPCP-CN dated July 31,
2024 of the Government Office on
18 | LNG Cong Thanh (**) | 1500 | 2031-2035
converting fuel from coal to LNG for
Cong Thanh thermal power project,
Thanh Hoa province.
Can be pushed up to phase 2026-2030
according to the needs of the power
system.
| LNG Hai Phong Phase II |  |  | According to the commitment of Hai
19 | 3200 | 2031-2035
(**) | Phong City People's Committee in

## Table_11
0 | 1 | 2 | 3 | 4
Document No. 583/UBND-UBND-
XD2 dated March 26, 2025, the
progress can be accelerated to the
2025-2030 period according to the
needs of the power system.
20 | LNG Vung Ang III (**) | 1500.0 | 2031-2035
21 | LNG Quang Trach III (**) | 1500.0 | 2031-2035
Potential locations for new
Thai Binh, Nam Dinh, Thanh Hoa,
LNG development projects,
Vung Ang, Quang Binh, Chan May,
22 | backup for projects that are
Da Nang, Van Phong, Mui Ke Ga, Tan
behind schedule or cannot
Phuoc, Ben Tre, Ca Mau...
be implemented.

## Table_12
0 | 1 | 2 | 3 | 4
Expected capacity
No. | Projects | Operational phase | Note
(MW)
1 | LNG Quang Ninh 2 | 1500 | 2031-2035 | Backup projects are
2 | LNG Thai Binh Phase 2 | 1500 | 2031-2035 | developed in the period
3 | LNG Hoa Ninh Phase I | 1500 | 2031-2035 | 2031-2035 and can only
4 | LNG Thanh Hoa | 1500 | 2031-2035 | be implemented when
approved by competent
authorities to
compensate for other
| Expansion of Ca Mau 1&2 | power sources in the
5 | 1500 | 2031-2035
Thermal Power Plant | area that are behind
schedule or have
sudden increases in
load.

## Table_13
0 | 1 | 2 | 3
Expected capacity
No. | Project | Operational phase | Note
(MW)
1 | Na Duong II Thermal Power Plant | 110 | 2025-2030
An Khanh Thermal Power Plant -
2 | 650 | 2025-2030
Bac Giang
3 | Vung Ang II Thermal Power Plant | 1330 | 2025-2030
Quang Trach I Thermal Power
4 | 1403 | 2025-2030
Plant
5 | Long Phu I Thermal Power Plant | 1200 | 2025-2030

## Table_14
0 | 1 | 2 | 3 | 4
|  | Expected capacity | Operational
No. | Project | Note
|  | (MW) | phase
Nam Dinh I Thermal Power
1 | 1200 | 2025-2030
Plant
The investor has requested to stop
Quang Tri Thermal Power
2 | 1320 | 2025-2030 | the project (according to
Plant
Document EGATi 277/2023)
Vinh Tan III Thermal
3 | 1980 | 2025-2030
Power Plant
The Ministry of Industry and
Trade has terminated the BOT
Song Hau II Thermal Power
4 | 2120 | 2025-2030 | Contract of the Project in
Plant
Document 4579/BCT-DL dated
July 1, 2024.

## Table_15
0 | 1 | 2 | 3 | 4
Expected
Operational
No. | Project | capacity | Note
phase
(MW)
Investor establishes FS for 50 MW
1 | Hai Ha 1 Co-generation Plant | 300 | 2025-2030
component project
Lao Cai Provincial People's Committee
issued Document No. 40/UBND-KT
2 | Duc Giang Co-generation Plant | 100 | 2025-2030 | dated January 3, 2025 stating that the
Investor had submitted a document
requesting to "abandon" the project.
3 | Formosa HT2 | 650 | 2025-2030
4 | Hoa Phat II Excess Gas Plant | 300 | 2025-2030 | Under construction
According to Document No.
| Thermal power plant of the | 1432/UBND-KTN dated March 18,
5 | 54 | 2025-2030
| project: VNT19 Pulp - Paper Mill | 2025 of the People's Committee of
Quang Ngai province
6 | Hai Ha 2 Co-generation Plant | 600 | 2031-2035
7 | Hai Ha 3 Co-generation Plant | 600 | 2031-2035
8 | Hai Ha 4 Co-generation Plant | 600 | 2031-2035
Prioritize and encourage the development of this type of electricity
production to increase energy efficiency. The total capacity of this
9 | Other projects
type is developed without limit, suitable for the needs and potential of
industrial establishments.

## Table_16
0 | 1 | 2 | 3 | 4 | 5
|  | Expected capacity |  | Operational
No. | Project | Note
| (MW) |  | phase
O Mon I Thermal Power
1 | 660 |  | 2025-2030
Plant (*)
O Mon II Thermal Power
2 | 1050 |  | 2025-2030
Plant
Use Lot B gas
O Mon III Thermal Power
3 | 1050 |  | 2025-2030
Plant
O Mon IV Thermal Power
4 | 1050 |  | 2025-2030
Plant
5 | Dung Quat I CCGT | 750 |  | 2025-2030
6 | Dung Quat II CCGT | 750 |  | 2025-2030 | Using Blue Whale gas, synchronized
7 | Dung Quat III CCGT | 750 |  | 2025-2030 | with upstream progress of the Blue
8 | Mien Trung I CCGTI | 750 |  | 2025-2030 | Whale gas - power project chain.
9 | Mien Trung II CCGT | 750 |  | 2025-2030
Using Bao Vang gas, synchronized
10 | Quang Tri CCTG | 340 |  | 2025-2030
with upstream progress.

## Table_17
0 | 1 | 2 | 3 | 4 | 5
Expected
Operational
No. | Project | capacity | Conscious | Note
phase
(MW)
Increased capacity
| added to 2025 - | 2,958
2030
Long Tao
1 | 44 | 2021-2024 | Dien Bien | Already in operation
hydropower plant
Song Lo 6
2 | 60 | 2021-2024 | Tuyen Quang | Already in operation
hydropower plant
Song Lo 7
3 | 36 | 2021-2024 | Tuyen Quang | Already in operation
hydropower plant
Pac Ma hydropower
4 | 160 | 2021-2024 | Lai Chau | Already in operation
plant
Suoi Sap 2A
5 | 49.6 | 2021-2024 | Son La | Already in operation
hydropower plant
Dak Mi 2
6 | 147 | 2021-2024 | Quang Nam | Already in operation
hydropower plant
Song Tranh 4
7 | 48 | 2021-2024 | Quang Nam | Already in operation
hydropower plant
Thuong Kon Tum
8 | 220 | 2021-2024 | Kon Tum | Already in operation
hydropower plant
Phu Tan 2
9 | 93 | 2021-2024 | Dong Nai | Already in operation
hydropower plant
Hoa Binh
10 | hydropower plant | 480 | 2025-2030 | Peace | Approved in the VIII Plan
Expansion
Yen Son
11 | 90 | 2025-2030 | Tuyen Quang | Approved in the VIII Plan
hydropower plant
| Nam Cum |  |  |  | Approved in the VIII PDP; Nam
12 | hydropower plant | 100.8 | 2025-2030 | Lai Chau | Cum 5 proposed to adjust from 10
| 1,4,5 |  |  |  | MW to 15 MW
| Nam Cum |  |  |  | Approved in the VIII PDP; Nam
13 | hydropower plant | 83 | 2025-2030 | Lai Chau | Cum 6 proposed to adjust from 7
| 2,3,6 |  |  |  | MW to 10.5 MW
Hoi Xuan
14 | 102 | 2025-2030 | Thanh Hoa | Approved in the VIII Plan
hydropower plant
My Ly hydropower
15 | 120 | 2025-2030 | Nghe An | Approved in the VIII Plan
plant
Nam Mo 1
16 | hydropower plant | 51 | 2025-2030 | Nghe An | Approved in the VIII Plan
(Vietnam)
Ialy hydropower
17 | 360 | 2025-2030 | Gia Lai | Approved in the VIII Plan
plant Expansion
Dak Mi 1
18 | 84 | 2025-2030 | Kon Tum | Approved in the VIII Plan
hydropower plant
Tri An hydropower
19 | 200 | 2025-2030 | Dong Nai | Approved in the VIII Plan
plant Expansion
Tuyen Quang Provincial People's
| Song Lo 9 | Committee proposed in Document
20 | 87 | 2025-2030 | Tuyen Quang
| hydropower plant | No. 15/SCT-QLNL dated January 3,
2025.
Tuyen Quang Provincial People's
Tuyen Quang
Committee proposed in Document
21 | hydropower plant | 120 | 2025-2030 | Tuyen Quang
No. 15/SCT-QLNL dated January 3,
Expansion
2025.
22 | Se San 3 | 130 | 2025-2030 | Gia Lai | Gia Lai Provincial People's

## Table_18
0 | 1 | 2 | 3 | 4 | 5
| hydropower plant |  |  |  | Committee proposed in Document
| Expansion | No. 17/UBND-CNXD dated January
5, 2025.
Gia Lai Provincial People's
Se San 4
Committee proposed in Document
23.0 | hydropower plant | 120 | 2025-2030 | Gia Lai
No. 17/UBND-CNXD dated January
Expansion
5, 2025.
Ban Chat
24.0 | hydropower plant | 110 | 2025-2030 | Lai Chau
Expansion
Da Nhim
25.0 | hydropower plant | 80 | 2025-2030 | Ninh Thuan
Expansion (Phase 2)
Dak Lak Provincial People's
Srepok 3
Committee proposed in Document
26.0 | hydropower plant | 110 | 2025-2030 | Dak Lak
No. 2285/UBND-CNXD dated
Expansion
March 1, 2025.
Dak Lak Provincial People's
Buon Kuop
Committee proposed in Document
27.0 | hydropower plant | 140 | 2025-2030 | Dak Lak
No. 2285/UBND-CNXD dated
Expansion
March 11, 2025.
Yen Bai Provincial People's
| Viet Thanh | Committee proposed in Document
28.0 | 55 | 2025-2030 | Yen Bai
| hydropower plant | No. 27/UBND-CN dated January 4,
2025.
Yen Bai Provincial People's
| An Binh | Committee proposed in Document
29.0 | 65 | 2025-2030 | Yen Bai
| hydropower plant | No. 27/UBND-CN dated January 4,
2025.
Yen Bai Provincial People's
| An Thinh | Committee proposed in Document
30.0 | 70 | 2025-2030 | Yen Bai
| hydropower plant | No. 27/UBND-CN dated January 4,
2025.
Lao Cai Provincial People's
| Bao Ha hydropower | Committee proposed in Document
31.0 | 75 | 2025-2030 | Lao Cai
| plant | No. 40/UBND-KT dated January 3,
2025.
Lao Cai Provincial People's
| Thai Nien | Committee proposed in Document
32.0 | 75 | 2025-2030 | Lao Cai
| hydropower plant | No. 40/UBND-KT dated January 3,
2025.
Document No. 338/UBND-KTN
Suoi Hung
33.0 | 50 | 2025-2030 | Peace | dated March 5, 2025 of the People's
hydropower plant
Committee of Hoa Binh province.
Increased capacity
| Added to 2031- | 2,049 | 2031-2035
2035
1.0 | Son La Expansion | 800 | 2031-2035 | Son La
2.0 | Lai Chau Expansion | 400 | 2031-2035 | Lai Chau
MR Hue Quang
3.0 | 260 | 2031-2035 | Son La
Expansion
Kon Tum Provincial People's
Se San 3A
Committee proposed in Document
4.0 | hydropower plant | 54 | 2031-2035 | Kon Tum
No. 11/BC-UBND dated January 13,
Expansion
2025.
Hanoi City proposed in Document
Thuan My
5.0 | 250 | 2031-2035 | Hanoi City | No. 536/SCT-QLNL dated February
hydropower plant
5, 2025
6.0 | Trung Son | 130 | 2031-2035 | Thanh Hoa | Document No. 2930/UBND-

## Table_19
0 | 1 | 2 | 3 | 4 | 5
| hydropower plant |  |  |  | CNXDKH dated March 7, 2025 of
| Expansion | Thanh Hoa Provincial People's
Committee.
Quang Nam Provincial People's
A Vuong
Committee proposed in Document
7.0 | hydropower plant | 105 | 2031-2035 | Quang Nam
No. 1827/UBND-KT dated March 7,
Expansion
2025
Lam Dong Provincial People's
| Da Kho hydropower | Committee proposed in Document
8.0 | 50 | 2031-2035 | Lam Dong
| plant | No. 23/SCT-QLCN dated January 4,
2025.
Dak Nong Provincial People's
Dak R'lap 1
|  |  |  | Dak Nong, Lam | Committee proposed in Document
9.0 | hydropower plant | 53 | 2031-2035
|  |  |  | Dong | No. 1428/UBND-TH dated March
(*)
11, 2025
Dak Nong Provincial People's
Dak R'lap 2
|  |  |  | Dak Nong, Lam | Committee proposed in Document
10.0 | hydropower plant | 68 | 2031-2035
|  |  |  | Dong | No. 1428/UBND-TH dated March
(*)
11, 2025
Dak R'lap 3
11.0 | hydropower plant | 82 | 2031-2035 | Binh Phuoc
(*)

## Table_20
0 | 1 | 2 | 3 | 4 | 5
Expected
Operational
No. | Project | capacity | Conscious | Note
phase
(MW)
Additional capacity
132.2
2025-2030
Document No. 538/UBND-CNXD dated
Se San 4A
March 7, 2025 of Gia Lai Provincial
1 | hydropower plant | 29 | 2025-2030 | Gia Lai
People's Committee (synchronous
Expansion
connection with 220 kV voltage level)
Document No. 2930/UBND-CNXDKH
dated March 7, 2025 of Thanh Hoa
| Muong Lat | Bar
2 | 45 | 2025-2030 | Provincial People's Committee
| hydropower plant | Chemistry
(synchronous connection with 220 kV
voltage level)
Nghe An province proposes to increase
Dong Van
capacity from 28 MW to 29.8 MW
3 | hydropower plant | 29.8 | 2025-2030 | Nghe An
(synchronous connection with 220 kV
(increasing capacity)
voltage level)
Project on efficient
EVN proposed in Document No.
use of water
862/EVN-KH dated February 11, 2025
4 | resources of Song | 18 | 2025-2030 | Phu Yen
(synchronous connection with 220 kV
Ba Ha Hydropower
voltage level)
Plant
Thua Thien Hue province proposed to
| Song Bo | Thua Thien | increase capacity from 23.6 MW (in
5 | 26 | 2025-2030
| hydropower plant | Hue | operation) to 26 MW (synchronously
connected to 220 kV voltage level)
Document No. 1673/UBND-KTN dated
| Cam Son | March 7, 2025 of Nghe An Provincial
6 | 36 | 2025-2030 | Nghe An
| hydropower plant | People's Committee (synchronous
connection with 220 kV voltage level)
Document No. 1673/UBND-KTN dated
March 7, 2025 of Nghe An Provincial
Thong Thu
7 | 28 | 2025-2030 | Nghe An | People's Committee (220 kV transmission
hydropower plant
line is transferred to 220 kV Nam Sum -
Nong Cong transmission line)
Document No. 300/SCT-QLNL dated
Thai An hydropower
8 | 41 | 2025-2030 | Ha Giang | March 7, 2025 of Ha Giang Department
plant Expansion
of Industry and Trade
Lam Dong Provincial People's Committee
Da R'Sal
9 | 42 | 2025-2030 | Lam Copper | proposed in Document No. 2237/UBND-
hydropower plant
MT dated March 7, 2025
According to Decision No. 262/QD-TTg.
Cao Bang proposed in Document No.
Ban Nga
10 | 24 | 2025-2030 | Cao Bang | 629/UBND-CN dated March 7, 2025. 220
hydropower plant
kV Ban Nga Power Plant - branch to Nho
Que 3 Power Plant - Cao Bang
Increased capacity
60
2031-2035
Document No. 538/UBND-CNXD dated
| Se San 5 | March 7, 2025 of Gia Lai Provincial
1 | 30 | 2031-2035 | Gia Lai
| Hydropower Plant | People's Committee (synchronous
connection with 220 kV voltage level)
| Song Ba Ha |  |  |  | Document No. 1408/UBND-DTKT dated
2 | Hydropower Plant | 30 | 2031-2035 | Phu Yen | March 7, 2025 of Phu Yen Provincial
| Expansion |  |  |  | People's Committee (synchronous

## Table_21
5
connection with 220 kV voltage level)

## Table_22
0 | 1 | 2 | 3 | 4 | 5
|  | Expected | Operational
No. | Project | Conscious | Note
|  | capacity (MW) | phase
Bac Ai Pumped Storage
1 | 1200 | 2025-2030 | Ninh Thuan | Already in the VIII Resolution
Hydropower Plant
Phuoc Hoa Pumped
2 | Storage Hydropower | 1200 | 2025-2030 | Ninh Thuan | Already in the VIII Resolution
Plant
Dong Phu Yen Pumped
Already in the 8th PDP, adjusting
3 | Storage Hydropower | 900 | 2025-2030 | Son La
the operation phase
Plant
Don Duong 1 Pumped
Already in the 8th PDP, adjusting
4 | Storage Hydropower | 300 | 2025-2030 | Lam Dong
the operation phase
Plant
| Increased income (*) | 7,072 | 2025-2035
Sin Ho Pumped Storage
Document No. 961/UBND-KTN
1 | Hydropower Plant Phase | 300 | 2025-2030 | Lai Chau
dated March 7, 2025
1
Sin Ho Pumped Storage
Document No. 961/UBND-KTN
2 | Hydropower Plant Phase | 400 | 2031-2035 | Lai Chau
dated March 7, 2025
2
Dien Bien 3 Pumped
Document No. 837/UBND-KT
3 | Storage Hydropower | 400 | 2025-2030 | Dien Bien
dated March 7, 2025
Plant Phase 1
Dien Bien 3 Pumped
Document No. 837/UBND-KT
4 | Storage Hydropower | 400 | 2031-2035 | Dien Bien
dated March 7, 2025
Plant Phase 2
Dong Phu Yen Pumped
Document No. 937/UBND-KTN
5 | Storage Hydropower | 300 | 2031-2035 | Son La
dated March 7, 2025
Plant
Cam Son 1 Pumped
Document No. 1213/UBND-
6 | Storage Hydropower | 300 | 2025-2030 | Bac Giang
KTTH dated March 8, 2025
Plant
Cam Son 2 Pumped
Document No. 12I3/UBND-
7 | Storage Hydropower | 300 | 2031-2035 | Bac Giang
KTTH dated March 8, 2025
Plant
Song Muc - Dong Lon
Document No. 2930/UBND-
8 | Pumped Storage | 110 | 2025-2030 | Thanh Hoa
CNXDKH dated March 7, 2025
Hydropower Plant
Yen My - Bong Pumped
Document No. 2930/UBND-
9 | Storage Hydropower | 16.5 | 2025-2030 | Thanh Hoa
CNXDKH dated March 7, 2025
Plant
Kim Son - Thuong Song
Document No. 1200/UBND-KT2
10 | Tri Pumped Storage | 530 | 2025-2030 | Ha Tinh
dated March 5, 2025
Hydropower Plant
Ke Go - Boc Nguyen
Document No. 1200/UBND-KT2
11 | Pumped Storage | 174.5 | 2025-2030 | Ha Tinh
dated March 5, 2025
Hydropower Plant
Cam Lo Pumped
Document No. 854/UBND-KT
12 | Storage Hydropower | 246 | 2025-2030 | Quang Tri
dated March 7, 2025
Plant
Cam Lo Pumped
Document No. 854/UBND-KT
13 | Storage Hydropower | 1200 | 2031-2035 | Quang Tri
dated March 7, 2025
Plant Phase 2
Danang Pumped Storage
Document No. 1316/UBND-SCT
14 | Hydropower Plant Phase | 595 | 2031-2035 | Danang
dated March 7, 2025
1
15 | A Vuong Pumped | 300 | 2025-2030 | Quang Nam | Document No. 1827/UBND-KT

## Table_23
0 | 1 | 2 | 3 | 4 | 5
| Storage Hydropower |  |  |  | dated March 7, 2025
Plant
Ba To Pumped Storage
Document No. 1230/UBND-
16 | Hydropower Plant Phase | 300.0 | 2025-2030 | Quang Ngai
KTN dated March 7, 2025
1
Vinh Thanh Pumped
Document No. 1799/UBND-KT
17 | Storage Hydropower | 600.0 | 2031-2035 | Binh Dinh
dated March 7, 2025
Plant
Don Duong 2,3 Pumped
Document No. 2237/UBND-MT
18 | Storage Hydropower | 600.0 | 2031-2035 | Lam Dong
dated March 7, 2025
Plant (**)

## Table_24
0 | 1 | 2 | 3
No. | Project | Expected capacity (MW) | Operational phase
1 | Ninh Thuan 1 Nuclear Power Plant | 2,000- 3,200 | 2030-2035
2 | Ninh Thuan 2 Nuclear Power Plant | 2,000 - 3,200 | 2030-2035

## Table_25
0 | 1 | 2 | 3 | 4
Expected capacity
No. | Project | Operational phase | Note
(MW)
1 | 50 MW battery storage project | 50 | 2025-2030
MWh capacity will be
7 MW battery storage project
determined during
2 | integrated into 50 MW solar | 7 | 2025-2030
deployment.
farm
105 MW battery storage
3 | project integrated into 400 | 105 | 2025-2030
MW solar farm
4 | Other battery storage projects | 138 | 2025-2030
Installing BESS system at
Medium voltage
5 | Krong Pa Thermal Power | 7 | 2025-2030
connection
Plant
Installing BESS system at
6 | 7 | 2025-2030
Krong Pa 2 Solar Power Plant
BESS Energy Storage Battery
Internal factory
7 | System Project for Hai Anh | 4 | 2025-2030
connection
Solar Power Plant
Concentrated solar
power projects must
install storage batteries
with a minimum
capacity of 10% of the
project's installed
8 | Extra battery storage | About 20,287 | 2025-2035
capacity, stored for 2
hours; the remaining
battery capacity is
installed on the power
system depending on
operating needs.

## Table_26
0 | 1 | 2 | 3 | 4 | 5
Expected
Operational
No. | Project | capacity | Connection plan | Note
phase
(MW)
| Dien Bien Province | 300
220kV single circuit line connecting from BCG Dien Bien 1
1 | BCG Dien Bien 1 Wind Power Plant | 175 | 2025-2030 | Decision 262/QD-TTg
power plant substation to Dien Bien 220kV station
Transition connection on 220kV Nam Po - Lai Chau line to 500kV
2 | Envision Nam Po Wind Power Plant | 125 | 2025-2030 | Decision 262/QD-TTg
Lai Chau transformer station
| Bac Kan Province | 400
220kV single circuit transmission line from 220kV station of
Thien Long Ngan Son Wind Power
1 | 130 | 2025-2030 | Thien Long - Ngan Son power plant to 220kV busbar at 220kV | Decision 1682/QD-TTg
Plant
Bac Kan substation
2 | Ngan Son Wind Power Plant | 150 | 2025-2030 |  | Decision 262/QD-TTg
220kV double circuit transmission line from 220kV station of
Thien Long Cho Moi Wind Power
3 | 120 | 2025-2030 | Thien Long - Cho Moi power plant transferred onto 220kV Bac | Decision 262/QD-TTg
Plant
Kan - Thai Nguyen transmission line
| Yen Bai Province | 200
220kV two-circuit transition connection on 220kV Huoi Quang -
1 | Nam Bung Wind Power Plant | 200 | 2025-2030 | Decision 262/QD-TTg
Nghia Lo line
| Bac Giang Province | 470
110 kV single circuit line connected to 110kV expanded busbar of
1 | Bac Giang 1 Wind Power Plant | 55 | 2025-2030 | Decision 262/QD-TTg
Bac Lung 110kV substation
110 kV line connected forward on 1 circuit 110 kV Son Dong line
2 | Bac Giang 2 Wind Power Plant | 55 | 2025-2030 | Decision 262/QD-TTg
- 220 kV Son Dong substation
110kV single circuit line connected to 110kV Bac Lung
3 | Cam Ly Wind Power Plant | 55 | 2025-2030 | Decision 262/QD-TTg
transformer station
110 kV single circuit line connected to 110kV Luc Ngan
4 | Tan Son Wind Power Plant | 50 | 2025-2030 | Decision 262/QD-TTg
substation
110kV double circuit line connected to 110kV Son Dong
5 | SD Son Dong Wind Power Plant | 105 | 2025-2030 | Decision 262/QD-TTg
substation
110kV double circuit line connected to 110kV Son Dong
6 | Yen Dung Wind Power Plant | 150 | 2025-2030 | Decision 262/QD-TTg
substation
| Lang Son Province | 1 4 1 4
220 kV double circuit line connected to 220 kV Lang Son 1 -
1 | Ai Quoc Wind Power Plant | 100 | 2025-2030 | Decision 262/QD-TTg
Dong Mo line

## Table_27
0 | 1 | 2 | 3 | 4 | 5
110kV double circuit transmission line of Binh Gia power plant
2 | Binh Gia Wind Power Plant | 80 | 2025-2030 | Decision 262/QD-TTg
connects transit to 110kV Lang Son - Binh Gia transmission line
3 | Cao Loc Wind Power Plant | 55 | 2025-2030 | 110kV single circuit line connected to 110kV Cao Loc substation | Decision 262/QD-TTg
220kV double circuit line connecting Cao Loc 3 power plant
4 | Cao Loc 3 Wind Power Plant | 69 | 2025-2030 | Decision 262/QD-TTg
substation to Lang Son 220kV substation
220kV double circuit transmission line transit connection to
5 | Chi Lang Wind Power Plant | 100 | 2025-2030 | Decision 262/QD-TTg
220kV Lang Son 1 - Dong Mo transmission line
220kV double circuit transmission line transit connection to
6 | Cao Loc 1 Wind Power Plant | 50 | 2025-2030 | Decision 262/QD-TTg
220kV Lang Son - Bac Giang transmission line
Install an additional 01 33/220kV transformer, capacity 63MVA at
7 | Cao Loc 1.1 Wind Power Plant | 50 | 2025-2030 | the 220kV booster station of Cao Loc 1 Power Plant to connect to | Decision 262/QD-TTg
Cao Loc 1.1 Power Plant.
Construction of 220kV substation and 220kV single circuit line
8 | Dinh Lap Wind Power Plant | 100 | 2025-2030 | Decision 262/QD-TTg
connecting to 220kV busbar of Lang Son 1 substation
110 kV double circuit transmission line from 110 kV Dinh Lap 1
9 | Dinh Lap 1 Wind Power Plant | 50 | 2025-2030 | transformer station connected to 110 kV busbar of 220 kV Lang | Decision 262/QD-TTg
Son 1 transformer station
Install an additional 110kV transformer with a capacity of 63MVA
10 | Dinh Lap 1.1 Wind Power Plant | 50 | 2025-2030 | at the 110kV booster station of Dinh Lap 1 Power Plant to connect | Decision 262/QD-TTg
to Dinh Lap 1.1 Power Plant.
220kV single circuit line connecting Dinh Lap 4 power plant
11 | Dinh Lap 4 Wind Power Plant | 90 | 2025-2030 | Decision 262/QD-TTg
substation to 220kV busbar of Lang Son 1 substation
220kV double circuit line connecting Dinh Lap 5 power plant
12 | Dinh Lap 5 Wind Power Plant | 100 | 2025-2030 | Decision 262/QD-TTg
substation to 220kV busbar of Lang Son 1 substation
110kV double circuit transmission line transit connection to
13 | Van Quan 1 Wind Power Plant | 50 | 2025-2030 | Decision 262/QD-TTg
110kV transmission line, 220kV Lang Son - Binh Gia substation
220kV double circuit transmission line from Huu Kien Power
14 | Huu Kien Wind Power Plant | 90 | 2025-2030 | Decision 262/QD-TTg
Plant to connection to 220kV substation of Chi Lang Power Plant
220kV double circuit transmission line transit connection to
15 | Loc Binh Wind Power Plant | 60 | 2025-2030 | Decision 262/QD-TTg
220kV Lang Son 1 - Dong Mo transmission line
| Loc Binh – Pharbaco Wind Power |  |  | 220kV single circuit line connected to 220kV substation of Cao
16 | 50 | 2025-2030 | Decision 262/QD-TTg
| Plant | Loc 1 power plant
220kV double circuit line connected to 220kV busbar of Lang Son
17 | Loc Binh 1 Wind Power Plant | 50 | 2025-2030 | Decision 262/QD-TTg
1 substation
220kV single circuit line connected to 220kV busbar of Lang Son
18 | Loc Binh 3 Wind Power Plant | 60 | 2025-2030 | Decision 262/QD-TTg
1 substation
220kV single circuit line connected to 220kV busbar of 220kV
19 | Thang Long 3 Wind Power Plant | 50 | 2025-2030 | Decision 262/QD-TTg
Dong Mo substation

## Table_28
0 | 1 | 2 | 3 | 4 | 5
110kV single circuit line connected to 110kV busbar of 220kV
20 | Van Lang 1 Wind Power Plant | 80 | 2025-2030 | Decision 262/QD-TTg
Lang Son substation
110kV double circuit transmission line transit connection to
21 | Van Quan Wind Power Plant | 30 | 2025-2030 | Decision 262/QD-TTg
110kV Lang Son station - 110kV Dong Mo station
| Quang Ninh Province | 370
220kV double circuit line from factory to 220kV Quang Ninh 1
1 | Quang Ninh Wind Power Plant 1 | 100 | 2025-2030 | Decision 1682/QD-TTg
station
2 | Quang Ninh 2 Wind Power Plant | 70 | 2025-2030 | 110kV single circuit line connected to 110kV Van Don 3 station | Decision 1682/QD-TTg
110kV single circuit transmission line of Quang Ninh 3 Power
Plant - 220kV Hai Ha substation or XDM 220kV double circuit
3 | Quang Ninh 3 Wind Power Plant | 50 | 2025-2030 | transmission line from the factory to 220kV Hai Ha substation or | Decision 1682/QD-TTg
XDM 220kV double circuit transmission line from the factory to
220kV Cong Hoa substation
110kV single circuit transmission line of Quang Ninh 4 wind
4 | Quang Ninh Wind Power Plant 4 | 50 | 2025-2030 | Decision 1682/QD-TTg
power plant - 110kV Co To station
220kV double circuit line from the factory to Mong Cai 220kV
5 | Quang Ninh Wind Power Plant 5 | 100 | 2025-2030 | Decision 1682/QD-TTg
substation.
| Thai Binh Province | 70
Tien Hai - Thai Binh Wind Power
1 | 70 | 2025-2030 |  | Decision 262/QD-TTg
Plant
| Thai Nguyen Province | 100
1 | BPC Vo Nhai Wind Power Plant | 100 | 2025-2030 | 110 kV line connected to 110kV Vo Nhai station | Decision 1682/QD-TTg
| Son La Province | 400
220 kV Line Ta Xua Wind Power Plant - Bac Yen - Hong Ngai
1 | Ta Xua - Bac Yen Wind Power Plant | 72 | 2025-2030 | Decision 1682/QD-TTg
Wind Power Plant - Bac Yen
Hong Ngai - Bac Yen Wind Power
2 | 108 | 2025-2030 | 220 kV Line, Hong Ngai - Bac Yen - Son La Branch - Viet Tri | Decision 1682/QD-TTg
Plant
110kV single circuit line connected to 220kV HATACO Bac Yen
3 | Phu Yen Wind Power Plant | 70 | 2025-2030 | Decision 1682/QD-TTg
station
220 kV Line Risen Phu Yen Power Plant - Son La Branch - Viet
4 | Risen Phu Yen Wind Power Plant | 80 | 2025-2030 | Decision 1682/QD-TTg
Tri
220 kV Transmission Line Thien Vu Bac Yen - Son La Branch -
5 | Thien Vu Bac Yen Wind Power Plant | 70 | 2025-2030 | Decision 1682/QD-TTg
Viet Tri
| Thanh Hoa Province | 300
| Bac Phuong - Nghi Son Wind Power |  |  | 220kV Bac Phuong - Nghi Son Power Plant Line - 220kV Nong
1 | 100 | 2025-2030 | Decision 262/QD-TTg
| Plant | Cong branch - 220kV Nghi Son
220kV Muong Lat Power Plant - 220kV Trung Son Hydropower
2 | Muong Lat Wind Power Plant | 200 | 2025-2030 | Decision 262/QD-TTg
Plant

## Table_29
0 | 1 | 2 | 3 | 4 | 5
| Nghe An Province | 70
220kV double circuit transmission line, forward connection on
1 | Nam Dan Wind Power Plant - Phase 1 | 70 | 2025-2030 | Decision 262/QD-TTg
220kV Do Luong - Hung Dong transmission line
| Ha Tinh Province | 700
110kV double circuit transmission line transit connection to
1 | HBRE Ha Tinh Wind Farm | 120 | 2025-2030 | Decision 262/QD-TTg
110kV Ky Anh - Vung Ang transmission line
220kV double circuit line, forward connection on 500/220kV Ha
2 | Cam Xuyen 1 Wind Power Plant | 70 | 2025-2030 | Decision 262/QD-TTg
Tinh - 220kV Vung Ang power plant line
220kV double circuit transmission line transit connection to
3 | Ky Khang Wind Power Plant - Phase 1 | 60 | 2025-2030 | Decision 262/QD-TTg
220kV Vung Ang - Ha Tinh transmission line
220kV double-circuit line is forward-connected on the 500/220kV
4 | Cam Xuyen 2 Wind Power Plant | 100 | 2025-2030 | Ha Tinh - 220kV Vung Ang Thermal Power Plant line or | Decision 262/QD-TTg
500/220kV Ha Tinh - 220kV Formosa Thermal Power Plant line
220kV double circuit transmission line transit connection to
5 | Ky Anh Wind Power Plant DT2, DT3 | 99 | 2025-2030 | Decision 1682/QD-TTg
220kV Vung Ang - Ha Tinh transmission line
| Cam Xuyen Wind Power Plant - Phase |  |  | 220kV double circuit transmission line transit connection to
6 | 84 | 2025-2030 | Decision 1682/QD-TTg
| 1 (onshore part) | 220kV Vung Ang - Ha Tinh transmission line
220kV double circuit transmission line transit connection to
7 | Ky Nam Wind Power Plant | 167 | 2025-2030 | Decision 1682/QD-TTg
220kV Vung Ang - Dong Hoi transmission line
| Quang Binh Province | 520
220kV double-circuit transmission line from Ngu Thuy Bac Tan
| Ngu Thuy Bac Tan Hoan Cau Wind | Hoan Cau power plant to connect to 220kV Le Thuy substation or
1 | 80 | 2025-2030 | Decision 1682/QD-TTg,
| Power Plant (nearshore wind power) | build 220kV double-circuit transmission line from Ngu Thuy Bac
Tan Hoan Cau power plant to 220kV Quang Binh substation 1
| Thai Duong 1 Wind Power Plant |  |  | 220 kV single circuit line connected to 220kV busbar of 220kV Ba
2 | 80 | 2025-2030 | Decision 1682/QD-TTg
| (nearshore wind power) | Don substation
220kV double circuit transmission line to 220kV Dong Hoi
Hai Ninh Wind Power Plant Cluster
3 | 80 | 2025-2030 | substation or 220kV double circuit transmission line from Hai | Decision 1682/QD-TTg
(nearshore wind power)
Ninh power plant to 220kV Quang Binh substation 2
Transition connection to the 220kV Dong Hoi - Dong Ha line,
circuit 2 via the 220kV switching station. Newly construct a
| Hal Com Hong Duc Wind Power Plant | single-circuit 220kV line from the 220kV Hong Duc Halcom
4 | 80 | 2025-2030 | Decision 1682/QD-TTg
| (nearshore wind power) | Power Plant substation to the 220kV switching station. Newly
construct a 220kV switching station connected in series to the
220kV Dong Hoi - Dong Ha line, circuit 2
Construction of 35/500kV substation with total capacity of
Phuc Loc Tho Wind Power Plant
5 | 80 | 2025-2030 | 900MVA at Phuc Loc Tho wind power plant; Construction of | Decision 1682/QD-TTg
(nearshore wind power)
500kV single circuit transmission line from Phuc Loc Tho wind

## Table_30
0 | 1 | 2 | 3 | 4 | 5
power plant connecting to 500kV busbar of Quang Trach power
plant
6.0 | Quang Binh 2 Wind Farm | 30 | 2025-2030 | Transition connection on 220kV Ba Don - Formosa Power Plant | Decision 1682/QD-TTg
Thanh Son Wind Power Plant
Transition connection on 220kV Dong Hoi - Ba Don - Formosa
7.0 | (including Thanh Son 1 and Thanh | 30 | 2025-2030 | Decision 1682/QD-TTg
line
Son 2)
220kV double circuit line from Le Thuy 3 factory connected to
8.0 | Le Thuy 3 Wind Power Plant | 30 | 2025-2030 | Decision 1682/QD-TTg
busbar of Le Thuy 220 substation
220kV double circuit line from Le Thuy 3 factory connected to Le
9.0 | Le Thuy 3 Wind Power Plant, Phase 3 | 30 | 2025-2030 | Decision 1682/QD-TTg
Thuy 220 substation busbar
| Quang Ngai Province | 48
Wind power plant around Binh Son
1.0 | 48 | 2025-2030 |  | Decision 1682/QD-TTg
Refinery and Petrochemical Plant
| Quang Tri Province | 448
The 220kV line connecting to the 220kV transformer station of
LIG Huong Hoa 1 Power Plant has its starting point at the 220kV
transformer station of LIG Huong Hoa 1 Power Plant and its
1.0 | LIG Huong Hoa 1 Wind Power Plant | 48 | 2025-2030 | Decision 1682/QD-TTg
ending point at the 220kV transformer station of Huong Tan
Power Plant in Huong Tan commune, Huong Hoa district, Quang
Tri province.
220KV single circuit line connected to 35/220kV transformer
2.0 | LIG Huong Hoa 2 Wind Power Plant | 48 | 2025-2030 | station LIG Huong Hoa 1. Shared 220kV line LIG Huong Hoa 1 to | Decision 1682/QD-TTg
35/220KV transformer station Huong Tan.
220kV single circuit line connected to 220kV Huong Tan
3.0 | TNC Quang Tri 1 Wind Power Plant | 50 | 2025-2030 | Decision 1682/QD-TTg
substation
22kV 04-circuit line from TNC Quang Tri 2 Power Plant connects
4.0 | TNC Quang Tri 2 Wind Power Plant | 50 | 2025-2030 | Decision 1682/QD-TTg
to 22/220kV substation of Quang Tri 1 Power Plant
XDM 220kV TBA Quang Tri Win 1-2 connects to 220kV TBA
5.0 | Quang Tri Win 1 Wind Power Plant | 48 | 2025-2030 | Decision 1682/QD-TTg
Huong Tan, expands 01 bay of 220kV TBA Huong Tan
6.0 | Quang Tri Win 2 Wind Power Plant | 48 | 2025-2030 | Connect to 220kV Quang Tri Win 1 -2 substation | Decision 1682/QD-TTg
Construction of 220kV Quang Tri Win 3 substation connecting to
7.0 | Quang Tri Win 3 Wind Power Plant | 48 | 2025-2030 | 220kV Tai Tam substation, expansion of 01 bay of 220kV Tai | Decision 1682/QD-TTg
Tam substation
8.0 | Hung Bac Wind Power Plant | 30 | 2025-2030 | Connection to 220kV busbar of 220kV Tai Tam substation | Decision 1682/QD-TTg
220kV single circuit line from 35/220kV step-up station of TK
9.0 | TK Power Wind Power Plant | 48 | 2025-2030 | Decision 1682/QD-TTg
Power Plant connected to 220kV substation of Tai Tam Plant
10.0 | Duc Thang 2 Wind Power Plant | 42 | 2025-2030 | 220 kV single circuit line connected to 220kV Tai Tam substation
11.0 | SCI Tan Thanh Wind Power Plant | 30 | 2025-2030 | 220kV single circuit line from SCI Tan Thanh power plant to Lao | Decision 1682/QD-TTg

## Table_31
0 | 1 | 2 | 3 | 4 | 5
Bao 500kV substation (Huong Hoa). Construct a 220kV bay at
Lao Bao 500kV substation (Huong Hoa) for connection
220 kV line connected on 1 circuit 220 kV line Dong Ha - Lao
12.0 | Cam Lo Wind Power Plant | 200 | 2025-2030
Bao
| Kon Tum Province | 154
Tan Nhat - Dak Glei Wind Power
1.0 | 50 | 2023-2030 |  | Decision 1682/QD-TTg
Plant
220kV double circuit transmission line connected to 01 circuit of
2.0 | Sac Ly - Kon Tum Wind Power Plant | 104 | 2025-2030 | 220kV transmission line 220kV Bo Y switching station - 500kV | Decision 1682/QD-TTg
Pleiku 2 substation
| Gia Lai Province | 1011.3
1.0 | Hung Hai Gia Lai Wind Power Plant | 96 | 2023-2030 |  | Decision 1682/QD-TTg
2.0 | Ia Le 1 Wind Power Plant | 52.8 | 2023-2030 |  | Decision 1682/QD-TTg
3.0 | Cho Long Wind Power Plant | 105.5 | 2023-2030 |  | Decision 1682/QD-TTg
4.0 | Yang Trung Wind Power Plant | 145 | 2023-2030 |  | Decision 1682/QD-TTg
Ia Boong - Chu Prong Wind Power
5.0 | 50 | 2025-2030 | 220 kV Ia Boong - Chu Prong - Nhon Hoa 1 DG | Decision 1682/QD-TTg
Plant
6.0 | Phu My Wind Power Plant | 42 | 2025-2030 | 220kV line connected to 35/220kV Hoang An station | Decision 1682/QD-TTg
7.0 | Hoang An Wind Power Plant | 42 | 2025-2030 | Connecting 220kV line to 500kV Pleiku 3 substation | Decision 1682/QD-TTg
220kV line connected to 220kV busbar of 500kV Pleiku 3
8.0 | Xa Trang Wind Power Plant | 100 | 2025-2030 | Decision 1682/QD-TTg
substation
220kV line connected to 220kV busbar of 500kV Pleiku 3
9.0 | Thang Hung Wind Power Plant | 42 | 2025-2030 | Decision 1682/QD-TTg
substation
Installing a new 33/220kV transformer, capacity 63MVA at
220kV Nhon Hoa 1 transformer step-up substation (connecting to
10.0 | Nhon Hoa 3 Wind Power Plant | 42 | 2025-2030 | Decision 1682/QD-TTg
220kV side of 500kV Nhon Hoa substation) to connect to Nhon
Hoa 3 power plant
Installing a new 33/220kV transformer, capacity 63MVA at Nhon
Hoa 1 220kV step-up transformer station (connecting to the 220kV
11.0 | Nhon Hoa 4 Wind Power Plant | 42 | 2025-2030 | Decision 1682/QD-TTg
side of Nhon Hoa 500kV substation) to connect to Nhon Hoa 4
power plant.
220kV single circuit line connected from 33/220kV step-up station
12.0 | Ia Ko 1 Wind Power Plant | 42 | 2025-2030 | busbar of Ia Ko 1 power plant connected to 220kV busbar of | Decision 1682/QD-TTg
500kV Nhon Hoa substation
Installing a new 01 33/220kV transformer, capacity 63MVA at the
13.0 | Ia Ko 2 Wind Power Plant | 42 | 2025-2030 | 220kV booster station of Ia Ko 1 Power Plant to connect to Ia Ko | Decision 1682/QD-TTg
2 Power Plant.
14.0 | Ia Blu 1 Wind Power Plant | 42 | 2025-2030 | 220kV transmission line from 220kV transformer station of La Blu | Decision 1682/QD-TTg

## Table_32
0 | 1 | 2 | 3 | 4 | 5
1 Power Plant transferred on 220kV transmission line from 500kV
station Pleiku 2 - Chu Se - Krong Buk
220kV transmission line transitions the 220kV Pleiku 2 - An Khe
15.0 | Lo Pang - Gia Lai Wind Power Plant | 42 | 2025-2030 | Decision 1682/QD-TTg
line and the 220kV Pleiku - An Khe power plant line
220kV transmission line from 220kV transformer station of Chu
16.0 | Chu Se 1 Wind Power Plant | 42 | 2025-2030 | Se 1 power plant to 220kV busbar of 220kV Chu Se transformer | Decision 1682/QD-TTg
station
| Ia Le 2 Wind Power Plant (belonging |  |  | 220kV transmission line 220kV Pleiku 2 - Krong Buk
17.0 | 42 | 2025-2030 | Decision 1682/QD-TTg
| to Ia Le Wind Power Plant Cluster) | transmission line
| Dak Lak Province | 862
1.0 | Cu Ne 1 Wind Power Plant | 50 | 2025-2030 | 220 kV transmission line connecting Cu Ne 1, Cu Ne 2, Krong | Decision 262/QD-TTg
2.0 | Cu Ne 2 Wind Power Plant | 50 | 2025-2030 | Buk 1, Krong Buk 2 transmission lines via 220 kV Krong Buk | Decision 262/QD-TTg
3.0 | Krong Buk 1 Wind Power Plant | 50 | 2025-2030 | transmission substation to 220 kV Pleiku 2 - Krong Buk | Decision 262/QD-TTg
4.0 | Krong Buk 2 Wind Power Plant | 50 | 2025-2030 | transmission line | Decision 262/QD-TTg
220 kV line of Easin 1 power plant - 220 kV Cu Ne double-circuit
switching station. Construction of 220 kV Cu Ne switching station
5.0 | Easin 1 Wind Power Plant | 100 | 2025-2030 | and 220 kV four-circuit line of Cu Ne - Pleiku 2 - Krong Buk | Decision 262/QD-TTg
branch (transition on both circuits of 220 kV line of Pleiku 2 -
Krong Buk)
Expanding 01 outdoor type 35/220 kV transformer compartment
of Ea Sin 1 power plant with the following scale: 01 35/220 kV -
125 MVA transformer compartment connected to Krong Buk 3
6.0 | Krongbuk 3 Wind Power Plant | 100 | 2025-2030 | Decision 262/QD-TTg
power plant, increasing the capacity of Easin 1 power plant's step-
up transformer station to 2x125 MVA. Taking advantage of the
connection infrastructure of Easin 1 power plant
Thuan Phong Wind Power Plant Dak
7.0 | 100 | 2025-2030 | Transition connection on 220kV Krong Buk - Nha Trang line | Decision 262/QD-TTg
Lak
110kV double circuit transmission line connected forward on
8.0 | Tan Lap - Ea Ho Wind Power Plant | 50 | 2025-2030 | Decision 262/QD-TTg
110kV Krong Buk - Krong Nang transmission line.
220kV double-circuit transmission line, forward connection on 1
9.0 | Cu Pong 1,2 Wind Power Plant | 80 | 2025-2030 | circuit of 220kV transmission line from 500kV Krong Buk station | Decision 262/QD-TTg
- 220kV Krong Buk station
110kV single circuit transmission line from 110kV transformer
Krong Nang Wind Power Plant 1.1;
10.0 | 80 | 2025-2030 | station of Krong Nang 1.1 power plant connected to 110kV Krong | Decision 262/QD-TTg
1.2
Nang
110kV single circuit line from 110kV transformer station NT 1
11.0 | NT 1, NT 2 Wind power plants | 75 | 2025-2030 | Decision 262/QD-TTg
connects to 110kV busbar of 110kV Krong Pak substation
12.0 | Ea Sin Wind Power Plant | 77 | 2025-2030 | 220kV Ea Sin Line - 500kV Ea Nam Substation | Decision 1682/QD-TTg

## Table_33
0 | 1 | 2 | 3 | 4 | 5
| Dak Nong Province | 510
1.0 | Tuy Duc Wind Power Plant | 50 | 2025-2030 | 220kV line connected to 220 busbar 220kV Dak Nong substation | Decision 1682/QD-TTg
220kV double circuit line of Tuy Duc 10 power plant connected to
2.0 | Tuy Duc 10 Wind Power Plant | 60 | 2025-2030 | Decision 1682/QD-TTg
renewable energy at Dak Nong 220kV substation
3.0 | Nam Binh 1 | 50 | 2025-2030 | Busbar connection to 220kV Dak Hoa line | Decision 262/QD-TTg
4.0 | Dak N'Drung 1 | 100 | 2025-2030 | Connect to 220kV busbar 500kV transformer station | Decision 262/QD-TTg
Connecting to 35kV/220kV busbar of Dak N'Drung 1 Wind Power
5.0 | Dak N ' Drung 2 | 100 | 2025-2030 | Decision 262/QD-TTg
Substation
Connecting to 35kV/220kV busbar of Dak N'Drung 1 Wind Power
6.0 | Dak N'Drung 3 | 100 | 2025-2030 | Decision 262/QD-TTg
Substation
7.0 | Asia Dak Song 1 | 50 | 2025-2030 | Transition on 110kV Dak Song-Dak Mil line | Decision 262/QD-TTg
| Binh Dinh Province | 143
| Van Canh Wind Power Plant Binh |  |  | 110kV double circuit line connected to 110kV Van Canh
1.0 | 143 | 2025-2030 | Decision 1682/QD-TTg
| Dinh | substation
| Phu Yen Province | 414
1.0 | HBRE An Tho Wind Farm Phase 1 | 200 | 2023-2025 | 220kV line connected to Tuy Hoa 220kV substation | Decision 262/QD-TTg
Song Cau Green Wind Power Plant
2.0 | 50 | 2023-2025 | 110kV line connected to 220kV Song Cau substation | Decision 262/QD-TTg
Phase 1
3.0 | Song Cau 2 Wind Power Plant | 82 | 2025-2030 |  | Decision 1682/QD-TTg
Construction of 220 kV station of Son Hoa power plant and 220
4.0 | LRSH Son Hoa Wind Power Plant | 82 | 2025-2030 | kV ACSR400 line 24 km long connecting to 220 kV busbar of 220 | Decision 1682/QD-TTg
kV Tuy Hoa transformer station
| Khanh Hoa Province | 102
| Nexif Energy Khanh Hoa 1 Wind |  |  | 220 kV double circuit line connected to 1 circuit 220 kV Nha
1.0 | 102 | 2025-2030 | Decision 1682/QD-TTg
| Power Plant | Trang - Thap Cham 2 line
| Ninh Thuan Province | 337.5
1.0 | Phuoc Huu Wind Power Plant | 50 | 2023-2027 |  | Decision 1682/QD-TTg
| Phuoc Nam - Enfinity - Ninh Thuan |  |  | Transition connection on a 220kV Vinh Tan - Thap Cham line
2.0 | 65 | 2023-2027 | Decision 1682/QD-TTg
| Renewable Energy Power Plant | circuit
BIM Wind Power Plant Phase 2
3.0 | 50 | 2023-2027 | Connection to 220kV BIM Power Plant Substation (existing) | Decision 1682/QD-TTg
Expansion
Transition connection on 220kV Nha Trang - Thap Cham line
4.0 | Tri Hai Wind Power Plant | 39.5 | 2025-2030 | Decision 1682/QD-TTg
circuit 2
Part of Capacity of Hanbaram Wind
5.0 | 93 | 2023-2030 |  | Decision 1682/QD-TTg
Power Plant
220kV single circuit line to 220kV busbar, 500kV Thuan Nam
6.0 | V2 Wind Power Plant | 40 | 2025-2030 | Decision 1682/QD-TTg
substation
| Binh Thuan Province | 497.9

## Table_34
0 | 1 | 2 | 3 | 4 | 5
1.0 | Hoa Thang 1.2 Wind Power Project | 100 | 2025-2030 | Connecting to 110 kV Luong Son - Hoa Thang - Mui Ne line
Wind Power Plant 1 - Binh Thuan
2.0 | 29.7 | 2025-2030 | According to the approved plan
Phase 2
3.0 | Hoa Thang 2.2 Power Plant | 19.8 | 2025-2030 | According to the approved plan
4.0 | Hong Phong 2 Thermal Power Plant | 20 | 2025-2030 | According to the approved plan
Decision 262/QD-TTg,
5.0 | Ham Kiem 2 Thermal Power Plant | 15 | 2025-2030 | According to the approved plan
Resolving difficulties
6.0 | Hoa Thang 2.2 Phase 2 | 30 | 2025-2030 | According to the approved plan
according to Decision
Construction of 220 kV Wind Power Station 1 - Binh Thuan and
Wind Power Project 1 – Binh Thuan
7.0 | 30 | 2025-2030 | 220 kV transmission line connecting to 220 kV Vinh Tan - Phan
Phase 3
Thiet transmission line
Construction of 220 kV Wind Power Station 1 - Binh Thuan and
Wind Power Project 1 – Binh Thuan
8.0 | 30 | 2025-2030 | 220 kV transmission line connecting to 220 kV Vinh Tan - Phan
Phase 4
Thiet transmission line
| Wind power project in Tuy Phong |  |  | Connection at 110 kV voltage level, using the transmission system
9.0 | 100 | 2025-2030 | Decision 262/QD-TTg
| district | of wind power projects
| Wind power project in Bac Binh |  |  | Connection at 110 kV voltage level, using the transmission system
10.0 | 123.4 | 2025-2030 | Decision 262/QD-TTg
| district | of wind power projects
| Lam Dong Province | 216.9
1.0 | Cau Dat Wind Power Plant | 68.9 | 2023-2030 |  | Decision 262/QD-TTg
2.0 | Duc Trong Wind Power Plant | 50 | 2025-2030 |  | Decision 262/QD-TTg
Decision 1682/QD-TTg,
|  |  | Connecting Xuan Truong 1 Thermal Power Plant to Xuan Truong | the province proposed to
3.0 | Xuan Truong 1 Wind Power Plant | 50 | 2025-2030
|  |  | 2 Thermal Power Plant | adjust the project
location
Decision 1682/QD-TTg,
110 kV line is connected to the 110 kV Da Nhim - Don Duong
the province proposed to
4.0 | Xuan Truong 2 Wind Power Plant | 48 | 2025-2030 | line. Construction of 110 kV Xuan Truong 2 substation, capacity
adjust the project
63 MVA
location
| Ba Ria - Vung Tau Province | 103
Cong Ly Wind Power Plant Ba Ria -
1.0 | 103 | 2025-2030 | 110 kV line connected to 110 kV Ho Tram substation | Decision 262/QD-TTg
Vung Tau Phase 1
| Ben Tre Province | 605.8
Wind Power Plant No. 5 Ben Tre
1.0 | Phase 2 (Thanh Hai Wind Power Plant | 85.8 | 2023-2030 |  | Decision 262/QD-TTg
2,3,4)
Nexif Ben Tre Wind Power Plant
2.0 | 50 | 2025-2030 |  | Decision 1682/QD-TTg
Phase 2, 3
3.0 | Thanh Phu Wind Power Plant | 120 | 2025-2030 | 110kV Thanh Phu Power Plant Line - 110kV Binh Thanh | Decision 1682/QD-TTg

## Table_35
0 | 1 | 2 | 3 | 4 | 5
Switching Station - 110kV Binh Thanh
4.0 | Bao Thanh Wind Power Plant | 50 | 2025-2030 |  | Decision 262/QD-TTg
Construction of Binh Dai 220kV substation with scale of
2x250MVA + 2x63MVA (Phase 1: installation of 01 63MVA
transformer to serve connection to wind power plant No. 19 and
5.0 | Wind Power Plant No. 19 Ben Tre | 50 | 2025-2030 | 01 63MVA transformer to serve connection to wind power plant | Decision 262/QD-TTg
No. 20). Expansion of 220kV feeder at Ben Tre 220kV substation.
Construction of 50km long Binh Dai - Ben Tre 220kV double-
circuit transmission line
Connect to 63MVA transformer at 220kV Binh Dai substation
(sharing the cost of building 220kV Binh Dai substation and the
6.0 | Wind Power Plant No. 20 Ben Tre | 50 | 2025-2030 | cost of expanding 220kV bay at 220kV Ben Tre substation). | Decision 262/QD-TTg
Sharing the cost of building 220kV double-circuit transmission
line Binh Dai - Ben Tre.
7.0 | Hai Phong Wind Power Plant | 200 | 2025-2030 |  | Decision 1682/QD-TTg
| Bac Lieu Province | 817
1.0 | Japan - Bac Lieu Wind Power Plant | 50 | 2025-2030 |  | Decision 262/QD-TTg
2.0 | Bac Lieu Wind Power Plant Phase III | 141 | 2025-2030 |  | Decision 262/QD-TTg
110kV line connecting from Hoa Binh 3 Power Plant Substation to
3.0 | Hoa Binh 3 Wind Power Plant | 50 | 2025-2030 | Hoa Binh 220kV substation or connecting to Hoa Binh 2 Power | Decision 262/QD-TTg
Plant 110kV substation
110kV line connecting from Hoa Binh 2-1 power plant substation
4.0 | Hoa Binh 2-1 Wind Power Plant | 50 | 2025-2030 | to Hoa Binh 220kV substation or connecting to Hoa Binh 2 power | Decision 262/QD-TTg
plant 110kV substation
110kV line connecting from Hoa Binh 4 Power Plant Substation to
5.0 | Hoa Binh 4 Wind Power Plant | 50 | 2025-2030 | Hoa Binh 220kV substation or connecting to Hoa Binh 1 Power | Decision 262/QD-TTg
Plant 110kV substation
220kV Line Hoa Binh 6 Power Plant - Kosy Bac Lieu Power Plant
6.0 | Hoa Binh 6 Wind Power Plant | 40 | 2025-2030 | Decision 262/QD-TTg
(phase 1) or connected to Hoa Binh 220kV Substation
110kV line connects from Hoa Binh 8 Power Plant Substation to
7.0 | Hoa Binh 8 Wind Power Plant | 50 | 2025-2030 | Hoa Binh 220kV station or connects on Hoa Binh - Bac Lieu | Decision 262/QD-TTg
110kV line.
220kV line connecting from Hoa Binh 5.1 Power Plant Substation
8.0 | Hoa Binh 5.1 Wind Power Plant | 80 | 2025-2030 | to Hoa Binh 220kV Power Plant Substation or connecting to Hoa | Decision 262/QD-TTg
Binh 5 Power Plant 220kV Power Plant Substation (phase 1)
Connect to TC110kV Hoa Binh 2 switching station of Dong Hai 1
Dong Hai 1 Wind Power Plant - Phase
9.0 | 50 | 2025-2030 | Power Plant (sharing the 110kV connection line from Hoa Binh 2 | Decision 262/QD-TTg
3.0
switching station to Dong Hai - Hoa Binh 110kV line) or 110kV

## Table_36
0 | 1 | 2 | 3 | 4 | 5
line connecting from Dong Hai 1 Power Plant substation - phase 3
to Gia Rai 220kV station
Connection from Dong Hai 6 Power Plant to Hoa Binh 220kV
10.0 | Dong Hai 6 Wind Power Plant | 30 | 2025-2030 | Decision 262/QD-TTg
Substation
Connecting to Hoa Binh 220kV substation using the same
11.0 | Dong Hai 5 Wind Power Plant | 36 | 2025-2030 | Decision 262/QD-TTg
connection line with Dong Hai 6 wind power plant
Connecting to Hoa Binh 220kV substation using the same
12.0 | An Phuc Dong Hai Wind Power Plant | 40 | 2025-2030 | Decision 262/QD-TTg
connection line with Dong Hai 6 wind power plant
220kV transmission line connecting from Dong Hai 13 power
13.0 | Dong Hai 13 Wind Power Plant | 100 | 2025-2030 | Decision 262/QD-TTg
plant to Gia Rai 220kV substation
| Dong Hai 3 Wind Power Plant - Phase |  |  | 110kV line connected from Dong Hai 3 Power Plant Substation -
14.0 | 50 | 2025-2030 | Decision 262/QD-TTg
| 1 | Phase 1 to 110kV Dong Hai 110kV Substation
| Tien Giang Province | 200
110kV Tan Thanh Wind Power Station - Tan Phu Dong 2 Wind
1.0 | Tan Thanh Wind Power Plant | 100 | 2025-2030 | Power Branch - Go Cong Dong; 2x63 MVA step-up transformer | Decision 262/QD-TTg
station
2.0 | Tan Phu Dong 1 Wind Power Plant | 100 | 2023-2030 |  | Decision 262/QD-TTg
| Tra Vinh Province | 632.5
Decision 262/QD-TTg.
Hiep Thanh Wind Power Plant (the
1.0 | 64.5 | 2023-2030 |  | Total capacity 77.3 MW,
remaining parts)
12.8 MW in operation
220 kV transmission line connecting Dong Thanh 1 transmission
2.0 | Dong Thanh 1 Wind Power Plant | 80 | 2025-2030 | Decision 262/QD-TTg
line to Duyen Hai 500kV station
3.0 | Dong Thanh 2 Wind Power Plant | 120 | 2025-2030 | Grouped with Dong Thanh 1 | Decision 262/QD-TTg
220kV single circuit line connected to 220kV Duyen Hai
4.0 | Thang Long Wind Power Plant | 96 | 2025-2030 | Decision 262/QD-TTg
substation
| Dong Hai 3 Wind Power Plant |  |  | 220kV single circuit line connecting 220kV substation V3-3 to
5.0 | 48 | 2025-2030 | Decision 262/QD-TTg
| (location V3-3) | 220kV substation Dong Thanh 1
110kV double circuit line connecting 110kV substation VI-5 and
Wind power plant V1-5 and V1-6
6.0 | 80 | 2025-2030 | VI-6 phase 2 transitioned on 110kV line connecting Hiep Thanh | Decision 262/QD-TTg
phase 2
line - DGV1-3
220kV line connected to 220kV busbar of 220kV Duyen Hai
7.0 | Duyen Hai 2 Wind Power Plant | 96 | 2025-2030 | Decision 262/QD-TTg
substation
| Wind Power Plant No. 3 (Location |  |  | 220kV single circuit line connects 220kV transformer station V3-8
8.0 | 48 | 2025-2030 | Decision 262/QD-TTg
| V3-8) | to 220kV busbar of 220kV transformer station V3-7
| Soc Trang Province | 1143.4
1.0 | Lac Hoa 2 Wind Power Plant | 123.6 |  |  | Decision 262/QD-TTg
2.0 | Wind Power Plant No. 7 - Phase 2 | 90 | 2025-2030 |  | Decision 1682/QD-TTg

## Table_37
0 | 1 | 2 | 3 | 4 | 5
3.0 | Wind Power Plant No. 11 | 100.8 | 2025-2030 |  | Decision 262/QD-TTg
4.0 | Tran De Wind Power Plant | 50 | 2025-2030 |  | Decision 262/QD-TTg
5.0 | Song Hau Wind Power Plant | 50 | 2025-2030 |  | Decision 262/QD-TTg
6.0 | BCG Soc Trang 1 Wind Power Plant | 50 | 2025-2030 |  | Decision 262/QD-TTg
Phu Cuong 1A and 1B Wind Power
7.0 | 200 | 2025-2030 |  | Decision 1682/QD-TTg
Plant Cluster
8.0 | Soc Trang 4 Wind Power Plant | 350 | 2025-2030 |  | Decision 1682/QD-TTg
| Wind power plant near the coast of |  |  | 220kV double circuit line connected from 220kV substation of the
9.0 | 129 | 2025-2030 | Decision 1682/QD-TTg
| Vinh Hai commune, Vinh Chau town | project to 220kV busbar of 220kV Vinh Chau substation
| An Giang Province | 50 | 2025-2030
1.0 | JR An Giang Wind Power Plant | 50 | 2025-2030 |  | Decision 262/QD-TTg
| Ca Mau Province | 860
110kV single circuit line, 110kV substation, Vien An power plant
1.0 | Vien An Wind Power Plant | 50 | 2023-2030 | Decision 262/QD-TTg
- 110kV Rach Goc substation
2.0 | Ca Mau 1A Wind Power Plant | 88 | 2023-2030 |  | Decision 262/QD-TTg
3.0 | Ca Mau 1B Wind Power Plant | 88 | 2023-2030 |  | Decision 262/QD-TTg
110kV double circuit transmission line 110kV transformer station
Wind Power Plant Khai Long Tourist
4.0 | 100 | 2025-2030 | Khai Long tourist area - Ca Mau phase 1 - 110kV transformer | Decision 262/QD-TTg
Area - Ca Mau Phase 1
station Khai Long phase 2
110kV double circuit line, 110kV An Dong 1 power plant
5.0 | An Dong 1 Wind Power Plant | 50 | 2025-2030 | substation, transition connection on Vien An power plant line - | Decision 262/QD-TTg
110kV Rach Goc substation
110kV double circuit line 110kV transformer station Khanh Binh
6.0 | Khanh Binh Tay Wind Power Plant | 50 | 2025-2030 | Decision 262/QD-TTg
Tay power plant - 110kV transformer station Tran Van Thoi
110kV double circuit line, 110kV transformer station, Khai Long
7.0 | Khai Long Wind Power Plant Phase 2 | 100 | 2025-2030 | Decision 262/QD-TTg
power plant phase 2 - 220kV transformer station, Nam Can
8.0 | Ca Mau 1C Wind Power Plant | 88 | 2025-2030 |  | Decision 262/QD-TTg
9.0 | Ca Mau 1D Wind Power Plant | 86 | 2025-2030 |  | Decision 262/QD-TTg
110kV transformer station of Khai Long power plant phase 2,
10.0 | Khai Long Wind Power Plant Phase 3 | 100 | 2025-2030 | additional transformers T3 and T4 installed; sharing the 110kV | Decision 262/QD-TTg
line of Khai Long power plant phase 2
110kV double circuit line 110kV transformer station Vien An
11.0 | Vien An Dong Wind Power Plant | 60 | 2025-2030 | Dong power plant - 220kV transformer station Vien An power | Decision 1682/QD-TTg
plant
| Hau Giang Province | 100
1.0 | Long My 1 Wind Power Plant | 100 | 2023-2030 |  | Decision 262/QD-TTg
| Kien Giang Province | 137
1.0 | Hon Dat 1 Wind Power Plant | 77 | 2025-2030 | 220 kV Line of Hon Dat 1 Power Plant - Rach Gia Branch - Kien | Decision 262/QD-TTg

## Table_38
0 | 1 | 2 | 3 | 4 | 5
Binh
2.0 | Kien Luong 1 Wind Power Plant | 60.0 | 2025-2030 |  | Decision 262/QD-TTg

## Table_39
0 | 1 | 2 | 3
Expected
No. | Project | Connection plan
capacity (MW)
List of additional allocated projects to be put into operation in the 2025-2030 period
| Dien Bien Province | 779
220kV single circuit transmission line connecting
BCG Dien Bien 2 Wind Power
1 | 175 | from BCG Dien Bien 2 Power Plant Substation to
Plant
220kV Dien Bien Substation
| Envision Nam Po 2 Wind |  | Transition connection on 220kV Nam Po - Lai Chau
2 | 150
| Power Plant | line to 500kV Lai Chau substation
110kV single circuit line connecting from 110kV
3 | Muong Ang Wind Power Plant | 108 | Muong Ang substation to TC110kV of 220kV Dien
Bien substation
220kV double circuit transmission line, forward
Dien Bien Dong Wind Power
4 | 126 | connection on 220kV transmission line from 220kV
Plant (Phase 1)
Dien Bien substation to 500kV substation
220kV single circuit transmission line connecting
from 220kV substation of Tia Dinh power plant to
5 | Tia Dinh Wind Power Plant | 120
220kV TC substation of Dien Bien Dong power plant
(Phase 1)
110kV line is connected to the 110kV Tuan Giao line
6 | Muong Cha Wind Power Plant | 50
- 500kV Lai Chau substation
| Dien Bien Dong Wind Power |  | 110kV line is connected to the 110kV line of Song Ma
7 | 50
| Plant | 3 substation - 110kV Dien Bien Dong substation
| Bac Kan Province | 266
Construction of 110kV double circuit transmission
line connecting 110kV Bac Kan - Cao Bang
1 | Huong Ne Wind Power Plant | 100 | transmission line. Construction of 35/220kV Huong
Ne power plant substation with capacity of
1x125MVA
Construction of 110kV double circuit transmission
line connecting 110kV Bac Kan - Cao Bang
Thuong Quan Wind Power
2 | 100 | transmission line. Construction of 35/220kV
Plant
substation of Thuong Quan power plant with capacity
of 1x125MVA
Construction of 220kV single circuit transmission line
from 220kV station of Yen Ha power plant to 220kV
busbar at 220kV transformer station of Thien Long -
3 | Yen Ha Wind Power Plant | 66
Cho Moi power plant; Construction of 35/220kV
transformer station of Yen Ha power plant with
capacity of 1x75MVA
| Yen Bai Province | 160
110 kV single-circuit line, connecting from 110kV
1 | Tram Tau Wind Power | 60 | transformer station of Tram Tau power plant to 110kV
compartment of 220kV Nghia Lo transformer station.
220 kV single-circuit line connecting from 220kV
2 | Tram Tau 1 Wind Power | 100 | NMĐG Tram Tau 1 substation to 220kV Nghia Lo
substation.
| Quang Ninh Province | 300
| Quang Ninh Wind Power Plant |  | 220kV double circuit line to 220kV Quang Ninh 1
1 | 100
| 1 - Phase 2 | station
220kV double circuit transmission line to 220kV Hai
Wind power plants in Binh
2 | 100 | Ha station. Or Construction of 220kV double circuit
Lieu and Tien Yen districts
transmission line to 220kV Cong Hoa station
| Wind power plant in Mong Cai |  | 220kV double circuit line to 220kV Mong Cai
3 | 100
| city | substation
| Son La Province | 503

## Table_40
0 | 1 | 2 | 3
Transition connection on 220kV line from 220kV Son
1.0 | Mai Son Wind Power | 128
La substation - 500kV Son La substation
2.0 | Tay Phu Yen Wind Power | 100 | Transition connection on 220kV Son La - Viet Tri line
3.0 | Muong Sam Wind Power | 150 | 220kV line connected to 220kV Song Ma substation
Construction of 220kV double circuit line, transition
4.0 | Bac Yen 1 Wind Power | 125
connection on 220kV Son La - Viet Tri line
| Thanh Hoa Province | 245
220kV double circuit line connecting Thai Hai Hung
1.0 | Thai Hai Hung Wind Power | 30
Wind Power Project to Sam Son 220kV Substation
220kV transmission line from 220kV project
2.0 | Hoang Hoa Wind Power Plant | 115
substation to 220kV Hau Loc substation
3.0 | Nghi Son 1 Wind Power Plant | 50 | Connect to existing 220kV/110kV grid
4.0 | Nghi Son 2 Wind Power Plant | 50 | Connect to existing 220kV/110kV grid
| Nghe An Province | 200
| Nam Dan Wind Power Plant |  | Shared infrastructure of 220kV Do Luong - Hung
1.0 | 130
| Phase 2 | Dong connection line (built in phase 1 of the project)
110kV single circuit transmission line of Quynh Lap 2
2.0 | Quynh Lap 2 Wind Power | 70 | power plant connects to 110kV Hoang Mai
transformer station
| Ha Tinh Province | 1604.5
| Ky Anh DT1 Wind Power |  | 220kV single circuit line connected to DT2 power
1.0 | 49.5
| Plant | plant
500kV double circuit transmission line transit
Eco Wind Ky Anh Wind Power
2.0 | 498 | connection to 500kV Ha Tinh - Vung Ang
Plant
transmission line
220kV double circuit transmission line transit
Ky Ninh - Ha Tinh Wind
3.0 | 198 | connection to 220kV Ha Tinh - Vung Ang
Power Plant
transmission line
220kV double circuit transmission line transit
4.0 | Ho Da Cat Wind Power Plant | 40 | connection to 220kV Ha Tinh - Vung Ang
transmission line
| Ky Khang Wind Power Plant - |  | 220kV single circuit line connecting Ky Khang Power
5.0 | 60
| Phase 2 | Plant phase 1
Sharing investment in construction with 220kV
Cam Xuyen Wind Power Plant
6.0 | 84 | double circuit transmission line connecting transit to
- Phase 2 (nearshore section)
220kV Vung Ang - Ha Tinh transmission line
500kV double circuit line transit connection to 500kV
7.0 | Ky Anh Wind Power Plant | 400
circuit 3 line
220kV double circuit transmission line transit
8.0 | Ky Anh 1 Wind Power Plant | 65 | connection to 220kV Ha Tinh - Vung Ang
transmission line
220kV double circuit transmission line transit
9.0 | Ky Anh 2 Wind Power Plant | 50 | connection to 220kV Ha Tinh - Vung Ang
transmission line
110kV single circuit line connected to 110kV busbar
10.0 | Ky Anh 3 Wind Power Plant | 50
of 220kV substation Ky Anh 1 Wind Power Plant
220kV double circuit line, transit connection to 220kV
11.0 | Ky Anh 4 Wind Power Plant | 60
Ha Tinh - Vung Ang line
| Ky Anh DT3 Wind Power |  | 220kV single circuit line connected to DT3 power
12.0 | 50
| Plant Expansion | plant
| Quang Binh Province | 997.5
220kV double circuit transmission line Ngu Thuy Bac
| Ngu Thuy Bac Tan Hoan Cau | Tan Hoan Cau connects to 220kV Le Thuy substation
1.0 | Wind Power Plant (nearshore | 120 | or build 220kV double circuit transmission line from
| wind power) |  | Ngu Thuy Bac Tan Hoan Cau power plant to 220kV
Quang Binh substation 1
| Thai Duong 1 Wind Power |  | 220 kV single circuit line connected to 220kV busbar
2.0 | 120
| Plant (nearshore wind power) | of 220kV Ba Don substation
3.0 | Hai Ninh Wind Power Plant | 118 | 220kV double circuit transmission line to 220kV

## Table_41
0 | 1 | 2 | 3
| Cluster (Nearshore Wind |  | Dong Hoi substation or 220kV double circuit
| Power) | transmission line from Hai Ninh power plant to
220kV Quang Binh substation 2
Forward connection to the 220kV Dong Hoi - Dong
Ha line, circuit 2 via the 220kV switching station.
| HalCom Hong Duc Wind | Newly build a single-circuit 220kV line from the
4.0 | Power Plant (Nearshore Wind | 120 | 220kV Hong Duc Halcom power plant substation to
| Power) |  | the 220kV switching station. Newly build a 220kV
switching station connected in series to the 220kV
Dong Hoi - Dong Ha line, circuit 2
Construction of 35/500kV substation with total
capacity of 900MVA at Phuc Loc Tho wind power
| Phuc Loc Tho Wind Power | plant; Construction of 500kV single circuit
5.0 | 120
| Plant (Nearshore Wind Power) | transmission line from Phuc Loc Tho wind power
plant connecting to 500kV busbar of Quang Trach
power plant
| Quang Binh 1 Wind Power |  | Connected to Tuyen Hoa 110kV substation, single
6.0 | 70
| Plant | circuit
Transition connection on 220kV Ba Don - Formosa
7.0 | Quang Binh 2 Wind Farm | 70
Power Plant
Thanh Son Wind Power Plant
Transition connection on 220kV Dong Hoi - Ba Don -
8.0 | (including Thanh Son 1 and | 60
Formosa line
Thanh Son 2)
110kV single circuit transmission line from 110kV
9.0 | Phu Dinh Wind Power Plant | 69 | Phu Dinh power plant booster station to 110kV Bac
Dong Hoi station
220kV double-circuit transmission line from Le Thuy
3 factory to Le Thuy substation 220 busbar. Or build
10.0 | Le Thuy 3 Wind Power Plant | 110.5 | 110kV transmission line, substation for wind power
plant connected to 110kV transmission line,
substation in Le Thuy district area.
220kV double-circuit transmission line from Le Thuy
3 factory to Le Thuy substation 220 busbar. Or 110kV
Le Thuy 3 Wind Power Plant,
11.0 | 20 | transmission line, substation of wind power plant
Phase 3 - increasing capacity
connected to 110kV transmission line, substation in
Le Thuy district, Quang Ninh
| Quang Tri Province | 493.4
SCI Tan Thanh (the remaining
1.0 | 12 | Common connection of SCI Tan Thanh NMDG
parts)
Connection to 220kV busbar of 220kV Tai Tam
2.0 | Hung Bac (the remaining parts) | 40
substation
3.0 | Tan Hop 1 | 50 | Connect to 110 kV Tan Hop Power Plant Substation
4.0 | Expanded Phong Lieu | 35 | Connect to 220kV Huong Tan Substation
220kV Amaccao Quang Tri 2 Line - Amaccao Quang
5.0 | AMACCAO - Quang Tri 2 | 48
Tri 1 Power Plant Expansion Block
6.0 | Phuc Thanh An Quang Tri | 48 | Connect to 220kV Huong Tan Substation
Connection to 220kV busbar of 220kV Lao Bao
7.0 | My Anh Quang Tri 1 | 48
substation
| SCI Ba Wind Power Plant (first |  | Connect to 220kV busbar of 220kV SCI Tan Thanh
8.0 | 25
| level) | substation by single circuit line
Construction of medium voltage lines connected to
9.0 | Quang Tri Win 5 | 48 | the 35 kV side of the 35/220 kV transformer Quang
Tri Win 5-6 - 125 MVA
XDM 220 kV Quang Tri TBA Win 5-6 - 125 MVA;
XDM 220 kV single circuit transmission line
10.0 | Quang Tri Win 6 | 48
connecting Quang Tri Win 5-6 substation to Lao Bao
220 kV substation (Huong Hoa)
11.0 | Phuc Thanh An Vinh Phuc | 30 | Connect to 220 kV Huong Tan substation
12.0 | Duc Thang 2 (the remaining | 20 | 220 kV single circuit line connected to 220 kV

## Table_42
0 | 1 | 2 | 3
| parts) |  | substation of Tai Tam power plant
220 kV single circuit line connected to 220 kV
13 | TK Power (the remaining parts) | 20
substation of Tai Tam power plant
14 | Cam Lo 1 | 36 | 220 kV Cam Lo 1 - Dong Ha Power Plant
15 | Licogi 16 - Quang Tri | 30 | 220 kV Line Licogi 16 - Quang Tri - Lao Bao
| Kon Tum Province | 430.75
| Chu Hreng Wind Power (phase |  | 220kV double circuit line connected to 220kV feeder
1 | 150
| 1) | compartment of 500kV Kon Ray substation
Connect to 220kV transformer station of Charging Ly
Power Plant - Kon Tum. Install 01 additional
Sac Ly Wind Power – Kon
2 | 96 | transformer with capacity of 1x125MVA at 220kV
Tum (phase 2)
transformer station of Charging Ly Power Plant - Kon
Tum
Kon Plong 35/220kV step-up transformer station,
capacity 150MVA. Construct Kon Plong 220kV
switching station to collect Kon Plong power plant's
capacity and connect to the national power system.
Construct a single-circuit 220kV transmission line
3 | Kon Plong Wind Power | 103.5 | from Kon Plong 35/220kV transformer station to the
220kV busbar of Kon Plong switching station.
Construct a four-circuit 220kV transmission line from
Kon Plong 220kV switching station to connect to two
circuits of the Thuong Kon Tum - Quang Ngai 220kV
hydropower line
Forward connection to 110kV Kon Tum - Kon Plong
4 | Dak To Re Wind Power | 81.25 | line by 110kV line; backup plan: connection to 500kV
Kon Ray substation
| Gia Lai Province | 849
| Chu Se Wind Power Plant - |  | Transition connection on 01 circuit of 220kV Chu Se -
1 | 40
| Envision | Krong Buk line (circuit 2)
| La Blu 1 Wind Power Plant |  | Connecting Ia Blu 1 Power Plant (Phase 2) to 220kV
2 | 42
| (Phase 2) | Ia Blu 1 Power Plant Substation
Construction of 220 kV transformer station of Chu
Puh 1.1 power plant, capacity 125 MVA. Single
circuit 220kV transmission line from 220kV
transformer station of Chu Puh 1.1 power plant
3 | Chu Pưh 1.1 Wind Power Plant | 45
connected to 220kV transformer station of Ia Boong -
Chu Prong. Construction of medium voltage
transmission lines connected to Chu Puh 1.1 power
plant
Construction of medium voltage lines connected to
Chu Wind Power Plant Pưh 1
4 | 45 | the medium voltage side of the 220 kV transformer
.2
station of Chu Puh 1.1 power plant
Construction of 220 kV lifting substation of TNE 1
power plant, capacity 63 MVA. Single circuit 220kV
line from 220kV substation of TNE 1 power plant
5 | TNE 1 Wind Power Plant | 45
connected to 220kV substation of Chu Puh 1.1.
Construction of medium voltage lines connected to
TNE 1 power plant
Install a new 33/220kV transformer, capacity 63MVA
at the 220kV booster station of TNE 1 power plant to
6 | TNE 2 Wind Power Plant | 45
connect to TNE 2 power plant. Construct medium
voltage lines connecting to TNE 2 power plant.
Install a new 33/220kV transformer, capacity 63MVA
at the 220kV booster station of TNE 1 power plant to
7 | TNE 3 Wind Power Plant | 45
connect to TNE 3 power plant. Medium voltage line
connecting TNE 3 power plant
| Xa Trang Wind Power Plant |  | Connecting by 220kV line to 500kV Pleiku 3
8 | 100
(Phase 2) | substation

## Table_43
0 | 1 | 2 | 3
Connecting by 220kV line to 500kV Pleiku 3
9 | Bo Ngoong Wind Power Plant | 100
substation
| Thang Hung Wind Power Plant |  | Connecting by 220kV line to 500kV Pleiku 3
10 | 38
| (Phase 2) | substation
Connected by 220kV line from Phu My Power Plant
Phu My Wind Power Plant
11 | 38 | to 220kV substation of Hoang An Power Plant and
(Phase 2)
shared to 500kV Pleiku 3 substation
Connection by 220kV line An Thanh Gia Lai Power
| An Thanh Gia Lai Wind Power | Plant uses 4-circuit poles to connect transit to 02
12 | 40
| Plant | 220kV lines Pleiku - An Khe Power Plant and Pleiku
2 - An Khe
Connected by single circuit 220kV transmission line
| La Dreng 1 – Chu Puh Wind | from 35/220kV lifting substation of Ia Dreng 1 - Chu
13 | 40
| Power Plant | Puh power plant to 220kV busbar of 220kV Chu Se
station
Connected by 220kV single circuit line to 500kV
14 | La Hla Wind Power Plant | 40
Nhon Hoa substation
Connect by 220kV line to Nhon Hoa 500kV
| La Blu 1 - Chu Puh Wind | substation (in case Ia Blu 500kV substation changes
15 | 40
| Power Plant | its investment phase before 2030, it will be connected
to this station)
Connect by 220kV line to Nhon Hoa 500kV
| La Blu 2 - Chu Puh Wind | substation (in case Ia Blu 500kV substation changes
16 | 40
| Power Plant | its investment phase before 2030, it will be connected
to this station)
| Hoang An Wind Power Plant |  | Connection by 220kV line from Hoang An Power
17 | 28
| (Phase 2) | Plant to 500kV Pleiku 3 Substation
| Chu Se 1 Wind Power Plant |  | Connection by 220kV line from Chu Se 1 power plant
18 | 38
| (Phase 2) | to Chu Se 220kV substation
| Dak Lak Province | 985
220kV single circuit transmission line from 220kV
1 | Krong Ana 1 Wind Power Plant | 160 | Krong Ana 1 power plant substation connects to
220kV Krong Ana substation (Cu Kuin)
Buon Ho 3 Wind Power Plant -
2 | 100 | 220kV line connected to 220kV Krong Buk substation
Phase II;
220kV double circuit transmission line, forward
E&M Dak Lak Wind Power
3 | 95 | connection on 220kV Krong Buk - Nha Trang
Plant
transmission line
220kV double circuit transmission line, forward
Thanh Phong Wind Power
4 | 100 | connection on 220kV Krong Buk - Pleiku 2
Phase 1
transmission line
220kV double circuit line connected to 500kV Ea
5 | Ea Sin 2 Wind Power Plant | 250
Nam Power Plant Substation
220kV double circuit transmission line, forward
Thuan Phong 2 Wind Power
6 | 100 | connection on 220kV transmission line, 500kV station
Plant, Phase 1
Krong Buk - Krong Buk
Connection at 110kV busbar of 110kV transformer
7 | HLP Krong Nang Wind Power | 50
station HLP Ea HLeo 1
220kV single circuit transmission line from Chu Kbo
Chu Kbo Wind Power Plant,
8 | 50 | power plant connects to 500kV substation of Ea Nam
Phase 1
power plant
110kV single circuit transmission line from 110kV
Dlie Ya-Krong Nang Wind
9 | 80 | wind power plant substation to 110kV HTPP 220kV
Power Plant Project, Phase 1
Krong Buk substation
| Binh Dinh Province | 1233
220kV double-circuit transmission line from 220kV
| Hon Trau Wind Power Plant - | Hon Trau 1 substation (HT1A area) to 220kV Phu My
1 | 750
Phase I | substation and construction of 220kV double-circuit
transmission line from 220kV Hon Trau 1 substation

## Table_44
0 | 1 | 2 | 3
(HT1B area) to 220kV Nhon Hoi substation
110kV double circuit line from 110kV substation of
2.0 | Vinh Thuan Wind Power Plant | 143 | Vinh Thuan power plant connected to TC110kV of
110kV substation of Don Pho
220kV 4-circuit transmission line from 220kV Van
Canh 1 substation, transit connection on 220kV Quy
3.0 | Van Canh 1 Wind Power Plant | 160 | Nhon transmission line - An Khe substation and
220kV Phuoc An transmission line - An Khe
substation
220kV single circuit line from 220kV Van Canh 2
4.0 | Van Canh 2 Wind Power Plant | 180 | substation connected to 220kV TC of 220kV Van
Canh 1 substation
| Phu Yen Province | 300
220kV single circuit transmission line from 220kV
Song Cau 2 Wind Power
1.0 | 38 | substation of Song Cau power plant connected to
Project Phase 2
220kV substation of Song Cau 1 power plant
| Song Cau 1 Wind Power |  | Connected to Song Cau 220kV substation, single
2.0 | 50
| Project Phase 1 | circuit 220kV line
3.0 | Son Long Wind Power Project | 50 | 110kV line connected to Phu Hoa 110kV substation
220 kV line connected to 220 kV Krong Buk - Song
4.0 | EaBar Wind Power Project | 50
Ba Ha line
Construction of 220 kV Son Hoa MĐG station and
LRSH Son Hoa Wind Power
5.0 | 18 | 220 kV ACSR400 transmission line connecting to 220
Project Phase 2
kV Tuy Hoa substation
6.0 | VICO wind power project | 44 | Connect to Tuy Hoa 220kV substation, 220kV line
| LRSC Song Cau Wind Power |  | Connected to 220kV Song Cau substation, 110kV
7.0 | 50
| Project | single circuit line
| Khanh Hoa Province | 200
| TDX Khanh Hoa 1 Wind |  | 220 kV line with 02 transitional connection circuits on
1.0 | 100
| Power Plant | the 220 kV Nha Trang - Thap Cham circuit
| EEC Khanh Hoa Wind Power |  | Connect to 2 circuits of 220 kV Nha Trang - Thap
2.0 | 100
| Plant | Cham line
| Ninh Thuan Province | 1039
Transition connection on 220kV Nha Trang – Thap
1.0 | Tri Hai Wind Power (Phase 2) | 39.5
Cham line, circuit 2 from phase 1
220kV line from Bac Son power plant is connected to
2.0 | Bac Son Wind Power | 60.5
the 220kV line Nha Trang - Thap Cham circuit 2
35(22) kV 6-circuit line from the Factory to the
220kV transformer station of Nui Mot 2 reservoir;
3.0 | Nui Mot Lake Wind Power | 50
Increase the capacity of the 220kV transformer station
of Nui Mot 2 reservoir to (100+125) MVA
Connect to 220kV transformer station of BIM power
plant (existing); Invest in expanding transformer T2
33/33/200kV , capacity 200MVA at the backup
location of 220kV transformer station of BIM power
plant. Invest in expanding 220kV feeders at 220kV
| BIM Wind Power Phase 3 | transformer station of BIM power plant synchronized
4.0 | 120
| Expansion | with transformer T2 and complete the electrical
connection diagram at 220kV transformer station of
BIM power plant. Invest in expanding 01 feeder
station of 220kV feeder at Quan The switching station
(278). Hanging circuit 2 of 220kV transmission line of
BIM power plant - Quan The switching station
| V2 wind power plant - |  | 220kV double circuit Phuoc Dinh sea power line -
5.0 | 769
| Expanded | 500kV Thuan Nam substation
| Binh Thuan Province | 242
Wind power plant near-shore
1.0 | area of Tuy Phong district, Bac | 100 | Connected to 220 kV grid near project area
Binh

## Table_45
0 | 1 | 2 | 3
Wind power plant in coastal
areas near Ham Thuan Nam
2.0 | 142 | Connected to 220 kV grid near project area
district, Ham Tan district, La
Gi town
| Lam Dong Province | 200
Construction of 22/220kV step-up transformer,
capacity 2X125MVA: 22kV single circuit
| Cau Dat Wind Power Project | transmission line from 220kV transformer station to
1.0 | 200
| Phase 2 | 220kV TC 220kV Da Nhim switching station,
expansion of 220kV transmission line bay of 220kV
Da Nhim substation.
| Ba Ria - Vung Tau Province | 100
| Xuyen Moc nearshore wind |  | 110 kV line connected to TC110kV of Phuoc Thuan
1.0 | 100
| power plant phase 3 | 220 kV substation
| Ben Tre Province | 500
Ba Tri district wind power
1.0 | 50 | 110kV Ba Tri District Power Plant - 220kV Binh Dai
plant
| Binh Dai 1 District wind |  | 110kV Binh Dai District Power Plant 1 - 220kV Binh
2.0 | 50
| power plant | Dai
Binh Dai 2 District wind power
3.0 | 50 | 110kV Binh Dai 2 Power Plant - 220kV Binh Dai
plant
Binh Dai 3 District wind power
4.0 | 100 | 110kV Binh Dai 3 Power Plant - 220kV Binh Dai
plant
5.0 | Thanh Phu 1 wind power plant | 125 | 110kV Thanh Phu 1 Power Plant - 220kV Thanh Phu
6.0 | Thanh Phu 2 wind power plant | 75 | 110kV Thanh Phu 2 Power Plant - 220kV Thanh Phu
7.0 | Thanh Phu 3 wind power plant | 50 | 110kV Thanh Phu 3 Power Plant - 220kV Thanh Phu
| Bac Lieu Province | 270
220 kV transmission line connecting from Dong Hai 1
Dong Hai 1 Wind Power Plant
1.0 | 50 | Power Plant - Phase 4 to 220 kV substation Dong Hai
Phase 4
13 Power Plant
| Dong Hai 13 Wind Power Plant |  | Connected to Gia Rai 220 kV station, sharing the
2.0 | 70
| Phase 2 | connection line with Dong Hai 13 wind power plant
| Dong Hai 3 Wind Power Plant |  | Installation of transformer of Dong Hai 3 wind power
3.0 | 50
| - Phase 2 | plant phase 2 in 110 kV station
| Hoa Binh 6 Wind Power Plant - |  | 220 kV line connecting from Hoa Binh 6 Power Plant
4.0 | 100
| Phase 2 | - Phase 2 to Hoa Binh 220 kV Substation
| Tien Giang Province | 100
1.0 | Tan Thanh 2 Wind Power | 100 | 220 kV line connected to 220 kV Go Cong substation
| Tra Vinh Province | 1402
Install and expand 2 more 2x90MVA transformers at
| Wind Power Plant Project No. | 220kV transformer station of Power Plant No. 3
1.0 | 160
| 3 (position V3-8) - Expansion | (Location V3-8). Share the transmission infrastructure
of Power Plant No. 3
| Dong Hai 3 Wind Power Plant |  | 220kV line connecting, sharing station infrastructure
2.0 | Expansion Project (Location | 120 | and 220kV line from Dong Hai 3 Wind Power Plant
| V3-3) |  | (Location V3-3) to Duyen Hai 500kV Substation
Construction of 220kV transformer station V3-6 and
| Wind Power Plant Project at | single-circuit 220kV transmission line connecting
3.0 | 275
| Location V3-6 | 220kV transformer station V3-6 to 220kV busbar of
220kV transformer station V3-7
New construction of 220kV transformer station V3-5
and single-circuit 220kV transmission line connecting
4.0 | V3-5 Wind Power Plant Project | 120
220kV transformer station V3-5 to 220kV busbar of
220kV transformer station V3-6
New construction of 220kV transformer station V3-7
and 220kV line 04 connecting circuits of 220kV
5.0 | V3-7 Wind Power Plant Project | 329
transformer station V3-7 transferred on 220kV line
from Duyen Hai - Tra Vinh power plant
6.0 | Dong Hai 4 Wind Power Plant | 148 | Transition connection on 220kV Dong Hai 3 - Dong

## Table_46
0 | 1 | 2 | 3
Thanh 1 line
Construction of 220kV transformer station V3-2 and
220kV transmission line connecting to V3-2 wind
7.0 | V3-2 Wind Power Plant | 250 | power project; Connection to 220kV busbar of 220kV
Tra Vinh 3 station and a circuit to 220kV busbar of
220kV Dong Hai 3 station
| Soc Trang Province | 988
220kV transmission line from 220kV Vinh Hai
nearshore wind power plant substation to 220kV Vinh
Chau substation (using existing connection
1.0 | Vinh Hai 1 Wind Power | 400
infrastructure of the Wind Power Plant Project near
the coast of Vinh Hai commune, Vinh Chau town -
129MW).
220kV transmission line from 220kV substation of the
2.0 | Vinh Hai 2 Wind Power | 270
project to 220kV Tran De substation
Taking advantage of existing infrastructure,
3.0 | Lac Hoa 3 Wind Power | 50 | expanding the busbar of 110kV substation - Lac Hoa
GDI power plant, installing additional transformers
Constructing a new 110kV substation of the project.
110kV double-circuit line connecting from the
4.0 | My Thanh Wind Power | 68
project's 110kV substation to the My Thanh Industrial
Park 110kV substation
Taking advantage of existing infrastructure,
expanding the 220kV substation busbar - Phu Cuong
5.0 | Vinh Tan Wind Power | 200
Soc Trang 1A and 1B power plant cluster, installing
additional transformers
| An Giang Province | 50
110kV single circuit line connected to 110kV
1.0 | An Giang 2 wind power plant | 50
transformer station of An Giang 1 power plant
| Ca Mau Province | 387
110kV double circuit line, Ngoc Hien - Vien An
Ngoc Hien - Vien An Wind
1.0 | 100 | power plant substation - 220kV substation, Vien An
Power Plant
power plant
110kV double circuit line of Ngoc Hien - Tam Giang
Ngoc Hien - Tam Giang Tay
2.0 | 100 | Tay power plant substation - 220kV Ca Mau 3
Wind Power Plant
substation
110kV single circuit 110KV transformer station Ngoc
Ngoc Hien - Rach Goc Wind
3.0 | 60 | Hien - Rach Goc - 110kV Rach Goc transformer
Power Plant
station
1 10 kV double circuit transformer station 1 10 kV
Ngoc Hien Wind - Dat Mui
4.0 | 67 | NMĐG Ngoc Hien - Dat Mui - 220kV Substation
wind power plant
Vien An Power Plant
| Ngoc Hien - Tan An 1 Wind |  | 110kV double circuit line, Ngoc Hien – Tan An 1
5.0 | 60
| Power Plant | power plant substation - 220kV Ca Mau 3 substation
| Hau Giang Province | 100
110kV single circuit transmission line transit
1.0 | Sao Mai 1 wind power plant | 100 | connection to 110kV Long My - Hong Dan
transmission line
| Kien Giang Province | 171
| Wind power plant in Hon Dat |  | Transition connection on 220kV Rach Gia 2 - Kien
1.0 | 43
| district (II) | Binh line.
| Kien Luong 2 Wind Power |  | 110kV transmission line connected to 110kV
2.0 | 65.6
| Plant | substation of Kien Luong 1 wind power plant
| An Bien, An Minh Wind Power |  | Transition connection to 110kV An Bien - Lai Son
3.0 | 62.4
| Plant | line
| Hue City | 100
220kV double circuit transmission line from 220kV
1.0 | Phong Dien Wind Power Plant | 100 | Phong Dien Power Plant substation to 220kV Phong
Dien substation

## Table_47
0 | 1 | 2 | 3
| Khanh Hoa Province | 200
220 kV line 02 connecting circuit from 220 kV station
TDX Khanh Hoa 1 Wind
1.0 | 100 | of Khanh Hoa 1 power plant, transitioning on 220 kV
Power Plant
Nha Trang - Thap Cham circuit
| EEC Khanh Hoa Wind Power |  | Connect to 2 circuits of 220 kV Nha Trang - Thap
2.0 | 100
| Plant | Cham line
| Quang Nam Province | 100
| TDX Quang Nam 1 Wind |  | 110kV line 10.5 km long connected from 22/110kV
1.0 | 100
| Power Project | lifting substation to 220kV Tam Ky substation
| Long An Province | 73
| Chau Thanh Wind Power Plant |  | 110kV double circuit Chau Thanh line - 110kV Tam
1.0 | 73
| - Phase 1 | Vu 2 station
List of additional allocated projects to be put into operation in the 2031-2035 period
| Kon Tum | 100
| Chu Hreng Wind Power (Phase |  | 220kV double circuit line connected to 220kV feeder
1.0 | 100
| 2) | compartment of 500kV Kon Ray substation
| Gia Lai | 2039.5
Connected by 220kV double circuit transmission line
from 22/220kV step-up transformer station of Ia
1.0 | Ia Phang 1 wind power plant | 100
Phang 1 power plant, transferred on 01 circuit of
220kV transmission line of Chu Se - Krong Pa
Installing a new 33/220kV transformer with a capacity
of 63MVA at the 220kV booster station of TNE 1
2.0 | TNE 3A wind power plant | 49.5 | Power Plant to connect to TNE3A Power Plant.
Adding one more circuit on the 220kV Ia Boong Chu
Prong line - 500kV Nhon Hoa substation
Installing a new 33/220kV transformer with a capacity
3.0 | TNE5 wind power plant | 49.5 | of 63MVA at the 220kV booster station of TNE 1
power plant to connect to TNE5 power plant.
Construction of 33/220kV step-up transformer station
of IA RONG 1 power plant, capacity 63MVA.
Construction of a 220kV single-circuit transmission
4.0 | Ia Rong 1 wind power plant | 49.5
line connecting from the 33/220kV Ia Rong 1 Power
Plant Substation to the 33/220kV TNE 1 Power Plant
Step-up Substation
Installing a new 33/220kV transformer with a capacity
5.0 | Ia Rong 2 wind power plant | 49.5 | of 63MVA at the 220kV booster station of Ia Rong 1
Power Plant to connect to Ia Rong 2 Power Plant.
Installing a new 33/220kV transformer with a capacity
6.0 | Ia Rong 3 wind power plant | 49.5 | of 63MVA at the 220kV booster station of Ia Rong 1
Power Plant to connect to Ia Rong 3 Power Plant.
Installing a new 33/220kV transformer with a capacity
7.0 | Ia Rong 3A wind power plant | 49.5 | of 63MVA at the 220kV booster station of Ia Rong 1
Power Plant to connect to Ia Rong 3A Power Plant.
Installing a new 01 33/220kV transformer, capacity
8.0 | Ia Ko 3 wind power plant | 49.5 | 63MVA at the 220kV lifting substation of Ia Ko 1
power plant to connect to Ia Ko 3 power plant
Installing a new 01 33/220kV transformer, capacity
9.0 | Ia Ko 3A wind power plant | 49.5 | 63MVA at the 220kV lifting substation of Ia Ko 1
power plant to connect to Ia Ko 3A power plant
| Xa Trang wind power plant |  | Connection by 220kV line, Xa Trang power plant –
10.0 | 100
| (Phase 3) | 500kV Pleiku 3 substation
Connected by 220kV double circuit transmission line
| Bo Ngoong wind power plant | from 220kV step-up transformer station of Bo
11.0 | 115
| (GD2) | Ngoong power plant to 220kV TC of 500kV Pleiku 2
transformer station
110kV single circuit transmission line from 22/110kV
12.0 | NMĐG Ia Tor | 50 | Ia Tor power plant transformer station to 110kV
busbar of 220kV Thang Hung power plant

## Table_48
0 | 1 | 2 | 3
transformer station
Connect by 220kV line to Nhon Hoa 500kV
| Ia Blu 1 - Chu Puh wind power | substation (in case Ia Blu 500kV substation changes
13 | 50
| plant | its investment phase before 2030, it will be connected
to this station)
Connect by 220kV line to Nhon Hoa 500kV
| Ia Blu 2 - Chu Puh wind power | substation (in case Ia Blu 500kV substation changes
14 | 50
| plant | its investment phase before 2030, it will be connected
to this station)
Connected by 220kV double circuit transmission line
Ia Boong – Chu Prong wind
15 | 150 | from 22/220kV Ia Boong - Chu Prong Power Plant
power plant (Phase 2)
(Phase 2) to 220kV busbar of 500kV Pleiku 2 station
Connection by 220kV line, single circuit from
35/220kV transformer station of Phuoc Son power
16 | Phuoc Son wind power plant | 50
plant to 220kV busbar of 220kV transformer station of
Phu My power plant
Connecting Yang Trung 2 Power Plant with a single-
Yang Trung 2 wind power
17 | 49.5 | circuit 220kV line to the 220kV busbar of the 220kV
plant
step-up transformer station of Cho Long Power Plant
Connected by 220kV double circuit line from
H'Bong 1 - Chu Se wind power
18 | 50 | 35/220kV transformer station H'Bong 1 - Chu Se,
plant
transferred on 220kV Chu Se - 220kV Krong Pa line
500 kV double circuit line from 500kV Mang Yang
Mang Yang 3.1, Mang Yang
substation - 500kV Pleiku substation 220 kV line from
19 | 3.2, Mang Yang 3.3 NMDG | 300
220kV Mang Yang 3.3 substation to 220kV busbar
wind project cluster
220kV Mang Yang 2 power plant
20 | Gia Lai Wind Power Plant | 49 | Connected by 220kV line to 500kV Pleiku 3 station
Connected by 220kV double circuit line from
| Nam Ham Rong Wind Power | 22/220kV Nam Ham Rong power plant lift station,
21 | 40
| Plant | transferred to 220kV line of Ia Boong power plant
Chu Prong - 500kV Pleiku 2
Connection by 220kV line An Thanh Gia Lai Power
| An Thanh Gia Lai WindPower | Plant uses 4-circuit poles to connect transit to 02
22 | 40
| Plant | existing 220kV lines Pleiku - An Khe Power Plant and
Pleiku 2 - An Khe
Connection by 220kV double circuit transmission
23 | Ia Le 3 wind power plant | 50 | line, transit connection to existing circuit 220kV
Pleiku 2 - Krong Buk transmission line
Connected by single circuit 220kV line from
35/110/220kV transformer station of Gia Lai HE
24 | HE Gia Lai wind power plant | 100
Power Plant (built at location 04) to 220kV busbar of
220kV Chu Se transformer station
110kV single circuit transmission line from Tay Ho -
Tay Ho - Chu Prong Wind
25 | 50 | Chu Prong power plant to 110kV transformer station
Power Plant
of Mountainous Development Power Plant
The 220kV double-circuit transmission line from the
220kV Dak Jo Ta - Ayun power plant cluster
26 | Dak Jo Ta wind power plant I | 50
transformer is transferred onto the 220kV Pleiku 2 -
An Khe power plant line.
The 220kV double-circuit transmission line from the
220kV Dak Jo Ta - Ayun power plant cluster
27 | Ayun Wind Power Plant | 50
transformer is transferred onto the 220kV Pleiku 2 -
An Khe power plant line.
| Upgrading the capacity of |  | Install 01 more 22(35)/110kV-63MVA transformer at
28 | HBRE Chu Prong Wind Farm | 50 | the backup transformer compartment of the existing
| (from 50 to 100MW) |  | 110kV substation HBRE Gia Lai Wind Power Plant
Construction of a 220kV single-circuit transmission
K'Bang A and K'Bang B wind
29 | 100 | line from the 35/220kV transformer station at K'Bang
power plant clusters
A and K'Bang B power plant clusters to the 220kV An

## Table_49
0 | 1 | 2 | 3
Khe transformer station
| Dak Lak | 945
220kV single circuit transmission line from 220kV
step-up transformer station of Krong Ana 1 Wind
1.0 | Krong Ana 2 Wind Power Plant | 160
Power Plant connected to 220kV TC 220kV Krong
Ana transformer station (Cu Kuin)
Buon Ho 3 Wind Power Plant -
2.0 | 150 | Use of common transmission infrastructure of phase 2
Phase III;
Thanh Phong Wind Power,
3.0 | 100 | Use of common transmission infrastructure of phase 1
Phase 2
E&M Dak Lak Wind Power
4.0 | 105 | Use of common transmission infrastructure of phase 1
Plant, Phase 2
Thuan Phong 2 Wind Power
5.0 | 100 | Use of common transmission infrastructure of phase 1
Plant, Phase 2
Connecting to the 220kV busbar of the 220kV AMI
GETEC Dak Lak Wind Power
6.0 | 100 | AC Dak Lak wind power substation by a single-circuit
Plant Cluster
220kV line
220kV four-circuit transmission line from 220kV
substation of AMI AC Dak Lak Power Plant Cluster is
AMI AC Dak Lak 1 Wind
7.0 | 100 | connected via 220kV Krong Buk transmission line -
Power Plant
Serepok 4 Power Plant and from 220kV Krong Buk
station to 220kV Buon Kuop Power Plant
220kV double circuit transmission line connected to
8.0 | Ea Hleo RWP Wind Power | 80
Thanh Phong - Pleiku 2 power plant line
220kV double circuit transmission line, forward
9.0 | HLP Ea Hleo 1 Wind Power | 50 | connection on 220kV Krong Buk - Pleiku 2
transmission line
| Tra Vinh | 400
| Duyen Hai 3 Wind Power Plant |  | New construction of 220kV transformer station for
1.0 | 170
| Expansion Project | Duyen Hai coastal wind power plant
Installing a step-up transformer at Thang Long Tra
Thang Long Wind Power Plant
2.0 | 100 | Vinh Power Plant, connecting it to the Thang Long
Project (Phase 2)
Tra Vinh Power Plant line
Transition connection to 220kV substation Duyen Hai
Duyen Hai 2 Wind Power Plant
3.0 | 130 | 2 Wind Power Plant connecting to 220kV Duyen Hai
Expansion Project
substation
| Ca Mau | 942
110kV double-circuit transmission line, 110kV
substation, Ngoc Hien - Vien An Dong power plant,
Ngoc Hien - Vien An Dong
1.0 | 100 | forward connection on 1 circuit, 110kV transmission
Wind Power Plant
line, Vien An Dong power plant - An Dong 1 power
plant
| Ngoc Hien - Tan An 2 Wind |  | 110kV double circuit line Ngoc Hien Tan An 2 Power
2.0 | 150
| Power Plant | Plant - 220kV Ca Mau 3 Substation
| Ngoc Hien - Tan An 3 Wind |  | 110kV double circuit line Ngoc Hien - Tan An 3
3.0 | 142
| Power Plant | power plant - 220kV Ca Mau 3 substation
| Ngoc Hien - Tam Giang Tay 1 |  | 110kV double circuit line Ngoc Hien - Tam Giang
4.0 | 200
| Wind Power Plant | Tay 1 power plant - 220kV Ca Mau 3 substation
110kV double circuit transmission line of Nam Can -
Nam Can - Tam Giang Dong
5.0 | 100 | Tam Giang Dong power plant - 220kV Ca Mau 3
Wind Power Plant
substation
110kV double circuit line, Ngoc Hien - Dat Mui 1
Ngoc Hien - Dat Mui 1 Wind
6.0 | 50 | power plant substation - 110kV Ngoc Hien - Dat Mui
Power Plant
power plant substation
110kV double circuit line Ngoc Hien - Khai Long 4
| Ngoc Hien - Khai Long 4 Wind | power plant, forward connection on 1 circuit Ngoc
7.0 | 100
| Power Plant | Hien - Dat Mui power plant line - 220kV substation
Vien An power plant
8.0 | Tran Van Thoi - Phong Dien | 50 | 110kV double circuit transmission line 110kV

## Table_50
0 | 1 | 2 | 3
| Wind Power Plant |  | transformer station Tran Van Thoi - Phong Dien -
110kV Song Doc transformer station
| U Minh - Khanh Tien Wind |  | 110kV double circuit transmission line U Minh -
9 | 50
| Power Plant | Khanh Tien power plant - 110kV U Minh substation
| Bac Lieu | 351
220 kV line connecting from Hoa Binh 9 Power Plant
1 | Hoa Binh 9 Wind Power Plant | 200
to Hoa Binh 220 kV Substation
| Hoa Binh - Dong Hai 1 Wind |  | 220 kV line connecting from Hoa Binh - Dong Hai 1
2 | 151
| Power Plant (Phase 1) | Power Plant to Hoa Binh 9 220 kV Substation
| Tien Giang | 226
Construction of 220 kV transmission line connecting
I | Tan Thanh 2 Wind Power | 226
to 220 kV Go Cong substation

## Table_51
0 | 1 | 2 | 3 | 4 | 5 | 6
Expected
No. | Project | capacity | Operational phase | Connection plan | Note
(MW)
| An Giang Province | 80
Resolving
difficulties
1 | An Cu Solar Power Plant | 40 | 2025-2030 |  | No connection plan yet | according to
Resolution
233/NQ-CP
2 | An Giang Solar Power Plant | 80 | 2025-2030 |  | No connection plan yet
| Ba Ria - Vung Tau Province | 50
1 | Phu My Solar Power Project | 50 | 2025-2030 |  | 110kV line connected to existing 110kV substation
| Bac Giang Province | 100
110kV single circuit line connecting 110kV expanded busbar of
1 | Yen The Solar Power Plant | 50 | 2025-2030
110kV Cau Go substation
| Solar power for Da Ong lake and Cau |  |  |  | 110kV single circuit line connecting 110kV busbar to 110kV Cau
2 | 50 | 2025-2030
| Re lake | Go substation
| Bac Lieu Province | 50
110kV double-circuit line connecting from An Phuc Dong Hai
An Phuc Dong Hai solar power plant
1 | 50 | 2025-2030 |  | solar power plant substation combined with battery storage system
combined with battery storage system
to 110kV compartment of Gia Rai 220kV station.
| Ben Tre Province | 50
1 | Ben Tre Solar Power Plant | 50 | 2025-2030 |  | 110 kV Ben Tre Power Plant - 220 kV Binh Dai
| Binh Dinh Province | 500
Construction of 110kV double-circuit transmission line from Hoai
1 | Hoai Duc Solar Power Plant | 50 | 2025-2030 |  | Duc Solar Power Plant's step-up station to the tie-in connection on
the 110kV Hoai Nhon - Phu My transmission line
Construction of 110kV double-circuit transmission line from Hoai
2 | Hoai Thanh Solar Power Plant | 60 | 2025-2030 |  | Thanh Solar Power Plant's step-up station to the tie-in connection
on Hoai Nhon - Tam Quan 110kV transmission line
Construction of 110kV double-circuit transmission line from the
3 | Nui Mot Lake Solar Power Plant | 100 | 2025-2030 |  | Nui Mot Lake Solar Power Plant's step-up station to the 110kV
busbar of the existing Nhon Tan 110kV transformer station
| Phu My 1 Industrial Park Solar Power |  |  |  | Connecting 35kV or 22kV to 220kV Phu My 2 Substation (located
4 | 100 | 2025-2030
| Plant | in Phu My Industrial Park)
5 | Phu My 2 Industrial Park Solar Power | 100 | 2025-2030 |  | Connecting 35kV or 22kV to 220kV Phu My 2 Substation (located

## Table_52
0 | 1 | 2 | 3 | 4 | 5 | 6
| Plant |  |  |  | in Phu My Industrial Park)
Connecting 35kV or 22kV to 220kV Phu My 2 Substation (located
6 | Binh An 1 Solar Power Plant | 90.0 | 2025-2030
in Phu My Industrial Park)
| Binh Duong Province |  | 50 | 1200
1 | Bau Bang Industrial Park Expansion | 50.0 | 2025-2030 |  | 22 kV double circuit line
2 | Cay Truong Industrial Park | 50.0 |  | 2031-2035 | 22 kV double circuit line
3 | Bau Bang 4 Industrial Park | 50.0 |  | 2031-2035 | 22 kV double circuit line
4 | Bau Bang 5 Industrial Park | 50.0 |  | 2031-2035 | 22 kV double circuit line
5 | Dau Tieng 1A Industrial Park | 50.0 |  | 2031-2035 | 22 kV double circuit line
6 | Dau Tieng 4 Industrial Park | 50.0 |  | 2031-2035 | 22 kV double circuit line
7 | Dau Tieng 5 Industrial Park | 50.0 |  | 2031-2035 | 22 kV double circuit line
8 | Bac Tan Uyen 4 Industrial Park | 50.0 |  | 2031-2035 | 22 kV double circuit line
9 | Bac Tan Uyen 5 Industrial Park | 50.0 |  | 2031-2035 | 22 kV double circuit line
10 | Phu Giao 3 Industrial Park | 50.0 |  | 2031-2035 | 22 kV double circuit line
11 | Phu Giao 1 Industrial Park | 50.0 |  | 2031-2035 | 22 kV double circuit line
Binh Duong Riverside ISC Industrial
12 | 50 |  | 2031-2035 | 22 kV double circuit line
Park
13 | Tan Uyen 3 Industrial Park | 50.0 |  | 2031-2035 | 22 kV double circuit line
- Construction of 220kV Substation of Long Tan Solar Power
Plant
- Construction of a 220kV single-circuit line from Long Tan Solar
Power Plant to Dau Tieng 1A Industrial Park.
- Constructing a 220kV single-circuit line from Long Tan Solar
Power Plant to connection to Dau Tieng 4 Industrial Park.
- Constructing a 220kV single-circuit line from Long Tan Power
14 | Long Tan Solar Power Plant | 600.0 |  | 2031 -2035 | Plant to connection to An Lap, An Lap 2, and An Lap 3 industrial
clusters.
- Constructing a 220kV single-circuit line from Long Tan Solar
Power Plant to connection to Long Tan Industrial Cluster.
- Constructing a 220kV single-circuit line from Long Tan Solar
Power Plant to connection to Long Hoa 1 and 2 Industrial Clusters.
- Constructing a 220kV single-circuit line from Long Tan Solar
Power Plant to connection to Thanh An 1, 2, 3 Industrial Cluster.
| Binh Phuoc Province | 708.4 |  | 3650.2
[5 empty] | Connecting to Hoa Lu 110 kV Substation (or Switching Station | Resolving
1 | MT1 Solar Power | 24.0 | 2025-2030
[5 empty] | adjacent to Hoa Lu 110 kV Substation) | difficulties
[5 empty] | Connecting to TC [Switching Station] 110 kV Substation of MT1 | according to
2 | MT2 Solar Power | 24.0 | 2025-2030
Solar Power Plant | Resolution

## Table_53
0 | 1 | 2 | 3 | 4 | 5 | 6
3 | Loc Thanh 1-1 Solar Power | 40 | 2025-2030 |  | Connecting at 110 kV voltage level to Hoa Lu 110 kV substation | 233/NQ-CP
4 | Hai Ly Binh Phuoc Solar Power | 40 | 2025-2030 |  | Connecting to Loc Tan 220 kV Switching Station
Floating solar power plant on Srok
110 kV line connecting 110 kV compartment at 220 kV Binh Long
5 | Phu Mieng hydropower lake | 120 | 2025-2030
2 station
(150MWp)
Connecting to the 22kV double-circuit line of the existing Thac
Thac Mo Solar Power Plant Phase 2
6 | 80 | 2025-2030 |  | Mo solar power plant and the 220kV Binh Long 2 - 500kV Dak
(100MWp)
Nong line
| Phuoc Hoa Solar Power Plant |  |  |  | Connecting to 220kV compartment at 500kV Chon Thanh
7 | 60.4 | 2025-2030
| (76MWp) | substation
| Thac Mo 2 Solar Power Plant |  |  |  | Connecting to 220kV Dong Binh Phuoc line - Binh Long branch -
8 | 120 | 2025-2030
| (150MWp) | aluminum electrolysis branch
Construction of 220kV Dong Binh Phuoc substation, capacity
200+300MVA (01 300MVA transformer for Asia Thac Mo 2
Asia Thac Mo Floating Solar Power
floating solar power plant project); Construction of 220kV 4-
9 | Plant (Thac Mo 5 Floating Solar | 160 | 2025-2030
circuit transmission line from 220kV Dong Binh Phuoc substation
Power Plant) 200MWp
to transfer on 2 circuits of 220kV Binh Long - Dak Nong
aluminum electrolysis line.
| Minh Tam Solar Power Plant |  |  |  | Connecting to the busbar compartment at 220kV of Chon Thanh
10 | 40 | 2025-2030
| (50MWp) | 500kV substation
| Phuoc Hoa Solar Power Plant |  |  |  | Connecting to 220kV compartment at 500KV Chon Thanh
11 | 139.2 |  | 2031-2035
| (174MWp) | substation
Thac Mo Solar Power Plant Phase 2
12 | 220 |  | 2031-2035 | Connecting to 220kV Binh Long 2 - 500kV Dak Nong line
(275 MWp)
| Thac Mo 1 Solar Power Plant |  |  |  | Connecting to 220kV Dong Binh Phuoc line - Binh Long branch -
13 | 160 |  | 2031-2035
| (200MWp) | aluminum electrolysis branch
Construction of 220kV Dong Binh Phuoc substation, capacity
200+300MV A (01 300MVA transformer for Asia Thac Mo 2
Asia Thac Mo 2 Floating Solar Power
floating power plant project); Construction of 220kV 4-circuit
14 | Plant (Thac Mo 6 Floating Solar | 240 |  | 2031-2035
transmission line from 220kV Dong Binh Phuoc substation to
Power Plant) 300MWp
transfer on 2 circuits of 220kV Binh Long - Dak Nong aluminum
electrolysis line
Thac Mo Binh Phuoc Floating Solar
15 | 320 |  | 2031-2035 | Tie-in connection of 220kV Binh Long 2 - 500kV Dak Nong line
Power Plant Complex (400MWp)
Construction of 110kV step-up station for floating power plant on
| Can Don Floating Solar Power Plant | Can Don hydropower lake, capacity 1x63MVA. Construction of
16 | 280 |  | 2031-2035
(350MWp) | 110kV double-circuit transmission line from 110kV step-up
station for floating power plant on Can Don hydropower lake,

## Table_54
0 | 1 | 2 | 3 | 4 | 5
transferring on 110kV Bu Dop transmission line - Can Don
hydropower
Srok Phu Mieng Lake Solar Power
17 | 100 |  | 2031-2035 | Connecting to 220kV compartment at Phuoc Long 220kV station
Plant (Phase 2) (125MWp)
| Minh Tam Solar Power Project |  |  |  | Connecting to the busbar compartment at 220kV of Chon Thanh
18 | 240 |  | 2031-2035
| (300MWp) | 500kV substation
Loc Ninh Solar Power Plant
19 | 800 |  | 2031-2035 | Connecting to 220kV Loc Ninh - Binh Long 2 line
6,7,9,10,11,12 (1.000MWp)
Tan Hung 1 Solar Power Plant
20 | 44 |  | 2031-2035 | Connecting to 220kV Loc Ninh - Binh Long 2 line
(55MWp)
Tan Hung 2 Solar Power Plant
21 | 44 |  | 2031-2035 | Connecting to 220kV Loc Ninh - Binh Long 2 line
(55MWp)
Loc Thien Solar Power Plant
22 | 395 |  | 2031-2035 | Connecting to 220kV Loc Ninh - Binh Long 2 line
(500MWp)
Hai Ly Binh Phuoc 2 Solar Power
23 | 144 |  | 2031-2035 | Connecting to 220kV Loc Ninh - Binh Long 2 line
Plant (180MWp)
Gianty Solar Power Plant Alpha
24 | 40 |  | 2031-2035 | Connecting to 220kV Loc Ninh - Binh Long 2 line
Group 1 (50MWp)
Connecting to transformer AT2 of 22/220kV Gelex Binh Phuoc 1
25 | Gelex 2 Solar Power Plant (210MWp) | 165 |  | 2031-2035
solar power’s step-up station
Tan Long Solar Power Plant
26 | 32 |  | 2031-2035 | Connecting to 220kV Loc Ninh - Binh Long 2 line
(40MWp)
Khang Nam Solar Power Plant
27 | 72 |  | 2031-2035 | Connecting to 220kV Loc Ninh - Binh Long 2 line
(90MWp)
Ninh Phuoc Solar Power Plant
28 | 80 |  | 2031-2035 | Connecting to 220kV Loc Ninh - Binh Long 2 line
(100MWp)
29 | Fecon Solar Power Plant (48.8MWp) | 39 |  | 2031-2035 | Connecting to 220kV Loc Ninh - Binh Long 2 line
30 | 50MWp Loc Ninh Solar Power Plant | 40 |  | 2031-2035 | Connecting to 220kV Loc Ninh - Binh Long 2 line
31 | Nam La Solar Power Plant (100MWp) | 80 |  | 2031-2035 | Connecting to 220kV Loc Ninh - Binh Long 2 line
An Khang Binh Phuoc Solar Power
32 | 80 |  | 2031-2035 | Connecting to 220kV Loc Ninh - Binh Long 2 line
Plant (100MWp)
| Binh Thuan Province |  | 524 | 266
- 110 kV line from the factory connects to the 110 kV line of Dai
Resolving
Ninh - Phan Ri hydropower.
difficulties
- In case the above connection plan cannot be implemented or is
1 | Song Binh Solar Power Plant Project | 200 | 2025-2030 |  | according to
not suitable for the actual power grid, consider adjusting the
Resolution
connection plan supplementing Song Binh 220 kV station and 220
233/NQ-CP
kV transmission line connecting to Vinh Tan - Phan Thiet 220 kV

## Table_55
0 | 1 | 2 | 3 | 4 | 5 | 6
transmission line.
Hong Liem 6.1 Solar Power Plant
2 | 40 | 2025-2030 |  | 110 kV line connected to Hong Liem 3 Solar Power Substation
Project
110 kV line connected to 110 kV [Switching Station], 220 kV
3 | Tan Xuan Solar Power Plant Project | 23.61 | 2025-2030
Ham Tan substation
Using the transmission system of Da Mi Hydropower Plant
4 | Da Mi Solar Power Project Phase 2 | 70 | 2025-2030
(existing)
| Ham Thuan Solar Power Project |  |  |  | Using the transmission system of Ham Thuan Hydropower Plant
5 | 100 | 2025-2030
| Phase 1 | (existing)
Battery storage
220kV double-circuit transmission line, tie-in connection on 1
| Hong Phong 7 Solar Power Plant | with capacity
6 | 40 | 2025-2030 |  | circuit 220kV Vinh Tan - Phan Thiet transmission line; 22/220kV
| Project/Integrated Battery Storage | 50MW/150M
substation
Wh
New construction of 22/110kV VH6.2 substation; New
construction of 110kV VH6.2 transmission line - VH6 switching
Vinh Hao 6.2 Solar Power Plant
7 | 110 | 2025-2030 |  | station; New construction of 110/220kV substation at 110kV VH6
Project
switching station; New construction of 220kV VH6 transmission
line - Transit 1 circuit 220kV Vinh Tan - Phan Ri transmission line
Battery storage
| Hong Phong 7.2 Solar Power Plant | Installing an additional 01 22/220kV transformer at the 220kV | with capacity
8 | 24 | 2025-2030
| Project / Integrated battery storage | substation of Hong Phong 7 Solar Power Plant | 20MW/60M
Wh
| Song Binh 4 Solar Power Plant |  |  |  | Proposing plan for connection to 220 kV Song Binh substation
9 | 130 | 2025-2030
| Project (Phase 1) | connected to 220 kV Vinh Tan - Phan Thiet transmission line.
10 | Tan Duc 1 Solar Power Plant Project | 50 | 2025-2030 |  | Connect to 110 kV Ham Tan 2 - Tan Duc line
| Ham Thuan Solar Power Project |  |  |  | Using the transmission system of Ham Thuan Hydropower Plant
11 | 126 |  | 2031-2035
| Phase 2 | (existing)
Using the transmission system of Da Mi Hydropower Plant
12 | Da Mi Solar Power Project Phase 3 | 30 |  | 2031-2035
(existing)
| Song Binh 4 Solar Power Plant |  |  |  | Connected to 220 kV Song Binh substation connected to 220 kV
13 | 70 |  | 2031-2035
| Project (Phase 2) | Vinh Tan - Phan Thiet transmission line.
Ca Mau Province
110kV double circuit line of Ngoc Hien Power Plant - 220kV Nam
1 | Ngoc Hien Solar Power Plant | 50 | 2026-2030 |  | Can; expansion of 110kV compartment of 220kV Nam Can
substation
Da Nang City
| Solar Power Plant Project in Hoa |  |  |  | 110 kV double circuit line, transit connection to 110 kV line,
1 | 50 | 2026-2030
Vang | outgoing line 171 Cau Do substation – outgoing line 171 Da Nang

## Table_56
0 | 1 | 2 | 3 | 4 | 5 | 6
substation 500
| Dak Lak Province |  | 3010 | 4907
[5 empty] | New construction of 500kV double circuit transmission line, tie-in | Resolving
1 | KN Srepok 3 Solar Power | 304 | 2025-2030
[5 empty] | connection on 500kV Pleiku 2 - Chon Thanh transmission line | difficulties
2 | Ea Sup 1 Solar Power | 40 | 2025-2030 |  | No connection plan yet | according to
Resolution
3 | Ia Lop 1 Solar Power | 40 | 2025-2030 |  | No connection plan yet
233/NQ-CP
Construction of new 220kV single circuit transmission line
Solar power plant on Srepok 3
4 | 50 | 2028 |  | connecting to 220kV Srepok 3 Hydropower Plant Substation
hydropower lake
(existing)
| Solar power plant on Buon Kuop 1 |  |  |  | Construction of 110kV single circuit transmission line connecting
5 | 50 | 2028
| hydropower lake | to 110/220kV station of Buôn Kuốp Hydropower Plant (existing)
- Construction of 220kV double-circuit transmission line
| Solar power plant on Ea Sup Thuong | connecting to 500kV Krong Buk substation.
6 | 452 | 2025-2030
| lake phase 1 | - Expanding 02 220kV compartments at 500kV Krong Buk
substation.
Krong Buk Ha 1 (50MW): Construct new 110kV double-circuit
line with tie-in connection to Ea Kar-Krong Buk 110kV line.
Solar power plant on Krong Buk Ha
7 | 200 | 2025-2030 |  | Krong Buk Ha 2 (150MW): Construct a new 220kV double-circuit
lake 1,2
line with tie-in connection to the 220kV Krong Buk - Nha Trang
line, circuit 1.
Construction of 220kV double circuit transmission line connecting
Floating solar power plant on Krong
8 | 100 | 2025-2030 |  | on 02 circuits of 220kV Song Ba Ha - Krong Buk transmission
H'nang hydropower lake
line
New construction of 220kV transmission line with 04 circuits
Solar power plant on Ea H'leo
9 | 150 | 2025-2030 |  | connected on 220kV busbar, 500kV substation, Ea Nam wind
irrigation lake
power plant
New construction of 110kV single circuit transmission line
10 | Ea Sup 1 Solar Power Plant | 50 | 2025-2030
connected to the busbar of 110kV Cu Mgar substation
New construction of 110kV single circuit transmission line
11 | Ia Lop 1 Solar Power Plant | 50 | 2025-2030 |  | connected to the 110kV busbar side of the 500kV transformer
station of Xuan Thien - Ea Sup solar power plant
| Solar power plant cluster in sub-zone |  |  |  | 500kV double circuit transmission line with tie-in connection to
12 | 500 | 2025-2030
| 293, Cu M'lan commune | 500kV Pleiku 2-Chon Thanh transmission line
110kV single circuit line connecting to existing 110kV Jang Pong
13 | Jang Pong 2 Solar Power Plant | 50 | 2025-2030
solar power plant substation
| Ia Rve Solar Power Plant (including |  |  |  | Construction of 110kV transmission lines connecting to the 110kV
14 | 1000 | 2025-2030
04 plants from number 1 to number 4) | side of the 500kV Xuan Thien - Ea Sup substation; Expansion of

## Table_57
0 | 1 | 2 | 3 | 4 | 5 | 6
the 500kV Xuan Thien - Ea Sup solar power substation, capacity
900MVA
| MT power plant combined with |  |  |  | New construction of 220kV single circuit transmission line
15.0 | 230 | 2025-2030
| medicinal plant cultivation, phase 1 | connected to 500kV Ea Nam substation
220kV double circuit transmission line, tie-in connection on
16.0 | Buon Don Solar Power Plant | 48 | 2025-2030 |  | 220kV transmission line, Srepok 4A hydropower - Srepok 4
hydropower
Solar power plant on Ea Sup Thuong
17.0 | 500 |  | 2031-2035 | Shared Connection Line in Phase 1
lake phase 2
Construction of 220kV transmission line connecting to 500kV Cu
18.0 | Solar power plant on Ea Sup Ha lake | 150 |  | 2031-2035
Mgar substation
BCG Vu Bon grounded solar
Connecting 220kV voltage level to 500kV Renewable Energy 2
19.0 | combined with semi-flooded power | 187 |  | 2031-2035
collector substation
plant
Construction of 220kV double circuit transmission line connecting
20.0 | Rung Xanh Solar Power Plant | 1100 |  | 2031-2035
to 500kV Cu Mgar substation
Construction of 110kV transmission lines connecting to the 110kV
side of the 500kV Xuan Thien - Ea Soup substation; Expansion of
Ea Sup Solar Power Plant (including
the 500kV Xuan Thien - Ea Sup solar power substation, capacity
21.0 | 05 plants from number 6 to number | 1400 |  | 2031-2035
900MVA; Construction of a new 500kV double-circuit
10)
transmission line, in-tie connection on the 500kV Pleiku 2 - Chon
Thanh transmission line (circuit 2)
MT Power Plant Combined with
22.0 | 220 |  | 2031-2035 | Shared Connection Line in Phase 1
Medicinal Plant Cultivation, Phase 2
Construction of 220kV double circuit transmission line connecting
23.0 | Cu Kbang Solar Power Plant Cluster | 500 |  | 2031-2035
to 500kV Cu Mgar substation
Construction of 220kV double circuit transmission line connected
24.0 | Ea Hleo Solar Power Plant | 50 |  | 2031-2035
to 220kV Krong Buk - Pleiku 2 transmission line
Construction of 110kV single circuit line connecting 110kV
25.0 | Ea Huar Solar Power Plant | 50 |  | 2031-2035
busbar to 110kV Buon Don substation
Construction of 110kV double circuit transmission line connecting
26.0 | VKSolar Power Plant -100MWp | 100 |  | 2031-2035
to the 110kV Cu M'gar - Buon Don transmission line
Construction of 220kV single circuit line connecting to 500kV Cu
27.0 | Ia JLoi Solar Power Plant | 200 |  | 2031-2035
Mgar substation
Construction of 220kV double circuit transmission line connecting
28.0 | Ea Bung Solar Power Plant | 450 |  | 2031-2035
to 500kV Cu Mgar substation
| Dak Nong Province | 893
1.0 | KN Buôn Tua Srah Solar Power | 312 | 2025-2030 |  | Phase 1: Construction of 220 kV Buôn Tua Srah floating solar | Resolving

## Table_58
0 | 1 | 2 | 3 | 4 | 5 | 6
[5 empty] | power plant with a capacity of 125 MVA; Construction of 220 kV | difficulties
[5 empty] | Buôn Tua Srah floating solar power plant transmission line - 220 | according to
[5 empty] | kV Buôn Tua Srah hydropower plant; Expansion of 1 220 kV | Resolution
[5 empty] | compartment at Buôn Tua Srah hydropower plant switchyard; | 233/NQ-CP
Phase 2: Install the second transformer, capacity 250MVA at Buôn
Tua Srah floating solar substation; Increase the load capacity of
the 220kV Buôn Kuốp - Buôn Tua Srah - Dak Nong line
Constructing a 22/220 kV step-up transformer at Cu Knia Solar
Power plant, capacity 160 MVA; Constructing a 220 kV switching
station located near the expected connection location on the 220
2.0 | Cu Knia Solar Power | 144.0 | 2025-2030
kV Buôn Kuốp line - Aluminum Electrolysis Plant. Constructing a
single-circuit 220 kV line from the 22/220 kV step-up transformer
at Cu Knia Solar Power plant to the 220 kV switching station
Construction of 22/110kV step-up transformer at Ea Tling solar
power plant, capacity (40+63)MVA; Construction of 110kV
3.0 | Ea TLinh Solar Power | 76.0 | 2025-2030 |  | double-circuit transmission line from 22/110kV step-up
transformer at Ea T'ling solar power plant, tie-in connection to
110kV transmission line Buon Kuop - Krong No
Construction of 22/220 kV step-up transformer at Xuyen Ha
power plant, capacity 1x125 MVA; Construction of 220 kV
double-circuit transmission line from 22/220 kV step-up
4.0 | Xuyen Ha Solar Power | 104.0 | 2025-2030
transformer at Xuyen Ha power plant, with tie-in connection to
220 kV transmission line Buon Kuop - Buon Tua Srah
Hydropower Plant
5.0 | Duc An | 30.0 | 2025-2030 |  | Tie-in connection on 220 kV Dak Nong - Buon Kuop line
22/110kV busbar connection of Buon Kuop floating solar power
6.0 | Buon Kuop | 87.0 | 2025-2030
plant, Dak Lak province
22/220kV busbar connection of Srepok 3 floating solar power
7.0 | Srepok 3 | 100.0 | 2025-2030
plant, Dak Lak province
220kV busbar connection of 220kV Serepok 4 Hydropower
8.0 | Ea Po 1 Solar Power | 40.0 | 2025-2030
Substation
| Dien Bien Province |  | 850 | 250.0
Connecting to 220kV transformer station of Envision Nam Po
1.0 | Nam Po 1 Solar Power Plant | 150.0 | 2025-2030 |  | wind power plant via 220kV transmission line from 220kV
transformer station of Nam Po 1 solar power plant
| Solar power project on Pa Khoang |  |  |  | 110kV double circuit line connected to 110kV [Switching Station]
2.0 | lake surface with integrated storage | 200.0 | 2025-2030 |  | 220kV Dien Bien substation and expanding 02 110kV
| battery |  |  |  | compartments at 220kV Dien Bien substation

## Table_59
0 | 1 | 2 | 3 | 4 | 5 | 6
3 | Dien Bien 1 Solar Power Plant | 300 | 2025-2030 |  | Connection to 220kV Dien Bien Station
| Solar power project on Trung Thu |  |  |  | Constructing new 35/110kV substation, connecting transit to
4 | 100 | 2025-2030
| hydropower lake | existing 110kV line of Trung Thu Hydropower Plant
Constructing a 110kV substation at Song Ma 3 solar power plant
| Solar power project on Song Ma 3 | with a capacity of 01 125MVA machine. Constructing a 110kV
5 | 100 | 2025-2030
| hydropower lake | double-circuit transmission line, connecting to the 110kV busbar
of Song Ma 3 substation.
6 | Anh Huy Solar Power Project | 50 |  | 2031-2035 | Connecting to the 110kV Tuan Giao - Trung Thu grid
7 | Rang Dong Solar Power Plant | 200 |  | 2031-2035 | Expected connection of Transit to 220kV line Son La - Dien Bien
| Dong Nai Province |  | 1069 | 3942
Phase 1: Construction of new 110 kV double-circuit transmission
[5 empty] | line, connecting from 110 kV KN Tri An substation to 110 kV | Resolving
[5 empty] | Vinh An substation. | difficulties
1 | KN Tri An floating solar power plant | 928 | 2025-2030
[5 empty] | Phase 2: Construction of a new 500 kV double-circuit transmission | according to
[5 empty] | line from the 500 kV KN Tri An substation, with tie-in connection | Resolution
[5 empty] | to the 500 kV Song May - Tan Dinh transmission line. | 233/NQ-CP
2 | Tri An Solar Power | 101 | 2025-2030 |  | 110 kV and 22 kV voltage connection
Ho Gia Ui Solar Power Plant (phase
3 | 40 | 2025-2030 |  | Tie-in connection on 220 kV Ham Thuan - Da Mi - Xuan Loc line
1)
Ho Gia Ui Solar Power Plant (phase
4 | 80 |  | 2031-2035 | Connecting to 220 kV Ho Gai Ui Solar Power Station (phase 1)
2)
5 | Cau Dau Lake Solar Power Plant | 100 |  | 2031-2035 | Tie-in connection on 110 kV Xuan Loc - Cam My line
6 | Gia Mang Lake Solar Power Plant | 79 |  | 2031-2035 | Tie-in connection on 110 kV Xuan Loc - Xuan Truong line
Quarry lake solar power (Tan Hanh
22 kV double circuit line connected to existing 22 kV line and 110
7 | lake, Binh Hoa lake, Tan Van lake, | 100 |  | 2031-2035
kV Bien Hoa substation
Hoa An lake, Tan Ban lake)
8 | Tri An 1 Lake Solar Power | 500 |  | 2031-2035 | Construction of 35/500 kV Tri An Solar power Substation.
9 | Tri An 2 Lake Solar Power | 500 |  | 2031-2035 | Construction of 500 kV double-circuit transmission line with tie-in
10 | Tri An 3 Lake Solar Power | 500 |  | 2031-2035 | connection to 1 circuit of 500 kV Di Linh - Tan Dinh transmission
11 | Tri An 4 Lake Solar Power | 500 |  | 2031-2035 | line.
New construction of 500 kV double-circuit transmission line, with
12 | Tri An 5 Lake Solar Power | 600 |  | 2031-2035 | tie-in connection on 01 circuit of 500 kV Di Linh - Tan Dinh
transmission line
New construction of 500 kV double-circuit transmission line,
13 | Tri An 6 Lake Solar Power | 600 |  | 2031-2035 | forward connection on 01 circuit of 500 kV Di Linh - Tan Dinh
transmission line
Tie-in connection on 110 kV line Kiem Tam - Dinh Quan 2 - Dinh
14 | Solar power in semi-flooded areas | 160 |  | 2031-2035
Quan.

## Table_60
0 | 1 | 2 | 3 | 4 | 5 | 6
Connection to 110 kV busbar 110 kV Dinh Quan 2 station.
15 | Solar power for irrigation lake | 223 |  | 2031-2035 | Connection to the 22 kV, 110 kV and 220 kV grid of the area
| Dong Thap Province |  | 74 | 249
1 | Thap Muoi 1 Solar Power | 74 | 2025-2030 |  | Connected to 110kV Thap Muoi - Truong Xuan - Tam Nong line
2 | Thap Muoi 2 Solar Power | 99 |  | 2031-2035 | Connected to 110kV Thap Muoi - Truong Xuan - Tam Nong line
3 | Tan Hong Solar Power | 50 |  | 2031-2035 | Connected to 110kV Hong Ngu - Vinh Hung line
4 | Tam Nong Solar Power | 100 |  | 2031-2035 | 110kV An Long - Tam Nong Line
| Gia Lai Province | 1030
Constructing 2 new 500kV power lines of KN Ialy - Gia Lai power
plant with tie-in connection to the 500kV Pleiku - Ialy hydropower
1 | IaLy -Gia Lai KN solar power plant | 400 | 2025-2028 |  | plant (adjusted compared to the connection plan in Official
Dispatch No. 1870/TTg-CN dated December 31, 2020 due to the
difficulty in expanding the compartment at Ialy hydropower)
110 kV Krong Pa 2 Solar Power Substation, capacity of 2x25
MVA. Construction of 110 kV double-circuit transmission line
with tie-in connection to 110 kV transmission line from Dak Srong
2 | Krong Pa 2 | 39.2 | 2025-2030 |  | 3A+3B hydropower to Krong Pa solar power. When 220 kV | Resolving
[5 empty] | Krong Pa Substation is invested, research the conversion of the | difficulties
[5 empty] | connection of Krong Pa 2 solar power to 220 kV Krong Pa | according to
[5 empty] | Substationby 110 kV transmission line. | Resolution
[5 empty] | Construction of 110kV double circuit transmission line with tie-in | 233/NQ-CP
3 | Phu Thien | 32 | 2025-2030
connection on 110kV Chu Se - Ayun Pa transmission line
Construction of 110 kV single circuit transmission line connected
4 | Chu Ngoc phase 2 | 20 | 2025-2030
to 110 kV Krong Pa substation
110 kV tstation at Trang Duc solar power, capacity 50 MVA; 110
kV transmission line connected to the 110 kV transmission line of
Krong Pa - Dak Srong 3B hydropower plant. When the 220 kV
5 | Trang Duc | 39.2 | 2025-2030
Krong Pa transformer station is invested, research teh conversion
of the connection of Trang Duc solar power plant to the 220 kV
Krong Pa station using the 110 kV transmission line.
110 kV double circuit transmission line, tie-in connection on 110
6 | Ayun Pa | 20 | 2025-2030
kV Ayun Pa - Ea H'leo transmission line
7 | Ia R Suom - Bitexco - ToNa | 11.84 | 2025-2030 |  | Connect to 22 kv busbar of Dak Srong 3B Hydropower Plant
| Plei Tho Ga 1 floating solar power |  |  |  | Connecting with 220kV voltage level with tie-in connection to
8 | plant combined with battery storage | 35 | 2025-2030 |  | 220kV line of 500kV Pleiku - Krong Buk substation or connecting
| system |  |  |  | to 01 compartment of 220kV - 500kV Nhon Hoa substation
| Plei Tho Ga 2 floating solar power |  |  |  | Connecting with 220kV voltage level with tie-in connection to
9 | 20 | 2025-2030
plant combined with battery storage | 220kV line of 500kV Pleiku - Krong Buk substation or connecting

## Table_61
0 | 1 | 2 | 3 | 4 | 5 | 6
| system |  |  |  | to 01 compartment of 220kV - 500kV Nhon Hoa substation
Connecting by 220kV line to Nhon Hoa 500kV substation (in case
10 | Ia Blu 4 Solar Power | 40 | 2025-2030 |  | Ia Blu 500kV substation changes its investment phase before 2030,
such 220kV line would be connected to this station)
Connecting by 220kV line to Nhon Hoa 500kV substation (in case
11 | Ia Blu 3 Solar Power | 40 | 2025-2030 |  | Ia Blu 500kV substation changes its investment phase before 2030,
such 220kV line would be connected to this station)
Connecting by 220kV line to Nhon Hoa 500kV substation (in case
12 | Ia Blu A Solar Power | 40 | 2025-2030 |  | Ia Blu 500kV substation changes its investment phase before 2030,
such 220kV line would be connected to this station)
- Construction of 220kV compartment, installation of 33/220kV
transformer with capacity of 125MVA at 500kV substation of
Nhon Hoa 1 Wind Power Plant.
13 | Nhon Hoa 2 Solar Power | 90 | 2025-2030
- Construction of 33 kV outgoing line to connect Inverter stations
to the 33 kV compartment of the 33/220kV step-up transformer at
the 500kV substation of Nhon Hoa 1 Wind Power Plant.
- Construction of 220kV compartment, installation of 33/220kV
transformer with capacity of 63MVA at 500kV substation of Nhon
Hoa 1 Wind Power Plant.
14 | Nhon Hoa 1 Solar Power | 49 | 2025-2030
- Construction of 33 kV outgoing lines to connect Inverter stations
to the 33 kV compartment of the 33/220kV step-up transformer at
the 500kV substation of Nhon Hoa 1 Wind Power Plant.
- Construction of 220kV compartment, installation of 33/220kV
transformer with capacity of 63MVA at 500kV substation of Nhon
Nhon Hoa 1A Solar Power Plant
Hoa 1 Wind Power Plant.
15 | combined with Battery Storage | 49 | 2025-2030
- Construction of 33 kV outgoing lines to connect Inverter stations
System
to the 33 kV compartment of the 33/220kV step-up transformer at
the 500kV substation of Nhon Hoa 1 Wind Power Plant.
| Hanoi City |  | 280
Suoi Hai Lake Floating Solar Power
1 | 120 | 2025-2030 |  | Connect to 110kV line to 110kV Ba Vi substation
Plant
Dong Mo Lake Floating Solar Power
2 | 160 | 2025-2030 |  | Connect to 110kV line, 110kV station of National University
Plant
| Ha Tinh Province |  | 330 | 1336
Resolving
difficulties
1 | Son Quang Solar Power Plant | 23.2 | 2025-2030
according to
Resolution

## Table_62
0 | 1 | 2 | 3 | 4 | 5 | 6
233/NQ-CP
220kV double circuit transmission line with transit connection to
2.0 | Cam Lac Solar Power Plant | 100 |  | 2031-2035
220kV Ha Tinh - Vung Ang transmission line
220kV single circuit line connected to busbar of 220kV Vung Ang
3.0 | Ky Son Solar Power Plant Phase 1 | 50 | 2025-2030
substation (new construction of compartment)
220kV single circuit line connected to busbar of 220kV Vung Ang
4.0 | Ky Son Solar Power Plant Phase 2 | 200 |  | 2031-2035
substation (new construction of compartment)
Solar power projects on irrigation
5.0 | 59.4 | 2025-2030 |  | Distribution grid and medium voltage grid along the canal
canals
Solar power projects on irrigation
6.0 | 571 |  | 2031-2035 | Distribution grid and medium voltage grid along the canal
canals
Construction of 35/500kV Step-up Station of Song Rac Solar
| Song Rac Floating Solar Power Plant | Power and 500kV single-circuit transmission line connecting the
7.0 | 180 | 2025-2030
| Phase 1 | Plant with 500kV Ha Tinh Substation; Expansion of 01 500kV
compartment at 500kV Ha Tinh Substation
Construction of 35/500kV Step-up Station of Song Rac Solar
| Song Rac Floating Solar Power Plant | Power and 500kV single-circuit transmission line connecting the
8.0 | 220 |  | 2031-2035
| Phase 2 | Factory with 500kV Ha Tinh Substation; Expansion of 01 500kV
bay at 500kV Ha Tinh Substation
| Ke Go 1 Floating Solar Power Plant |  |  |  | Construction of new 220kV transmission line connecting to 220kV
9.0 | 100 | 2025-2030
| Phase 1 | busbar of 500kV Ha Tinh substation
| Ke Go 1 Floating Solar Power Plant |  |  |  | Construction of new 220kV transmission line connecting to 220kV
10.0 | 100 |  | 2031-2035
| Phase 1 | busbar of 500kV Ha Tinh substation
Connecting to 220kV substation of Ke Go 1 floating solar power
11.0 | Ke Go 2 Floating Solar Power Plant | 145 |  | 2031-2035
plant
| Hau Giang Province | 50 |  | 372
110kV single circuit transmission line with transit connection to
1.0 | Sao Mai 1 Solar Power | 50 | 2025-2030
110kV Long My - Hong Dan transmission line
Construction of 4-circuit with tie-in connection on 220kV double-
2.0 | Sao Mai 1 Solar Power (expansion) | 172 |  | 2031-2035 | circuit line Soc Trang 2 - Chau Thanh - O Mon. Construction of
new 33/220kV - 450MVA transformer station
Construction of 4-circuit line with tie-in connection on 220kV
3.0 | Sao Mai 2 Solar Power | 200 |  | 2031-2035 | double-circuit line of Ca Mau - O Mon Thermal Power.
Construction of new 33/220kV - 250MVA transformer station
| Hue City |  | 290 | 950
[5 empty] | 110 kV double circuit transmission line with tie-in connection on | Resolving
1.0 | Phong Hoa Solar Power Plant | 40 | 2025-2030 |  | 110 kV line of Phong Dien 2 solar power to 220 kV Phong Dien | difficulties
[5 empty] | substation | according to

## Table_63
0 | 1 | 2 | 3 | 4 | 5 | 6
Resolution
233/NQ-CP
New construction of 220kV single circuit transmission line
2.0 | A Luoi Solar Power Plant | 105 | 2025-2030 |  | connecting to 220kV station of A Luoi Hydropower Plant with
outgoing lines to A Luoi - Phong Dien
New construction of 110 kV single circuit line connected from 110
kV busbar of 22/110 kV substation of Dien Huong Solar Power
3.0 | Dien Huong Solar Power Plant | 95 | 2025-2030
Plant connected to busbar of My Thuy 110 kV transformer station
.
Construction of new 110 kV single circuit transmission line
4.0 | Phong Dien III Solar Power Plant | 50 | 2025-2030
connecting to Phong Dien II 110 kV substation
4-circuit 220 kv with tie-in connection on 220 kv line Hue - Hoa
5.0 | Cau Hai Solar Power (Phase 1) | 350 |  | 2031-2035
Khanh
220 kV double circuit line connected to Phong Dien 220 kV
6.0 | Tam Giang Solar Power | 600 |  | 2031-2035
substation
| Khanh Hoa Province |  | 100
Resolving
difficulties
1.0 | Ninh Sim Solar Power | 32 | 2025-2030 |  |  | according to
Resolution
233/NQ-CP
Connect to 220 kV Van Phong substation on the basis of utilizing
the connection infrastructure of Long Son solar power plant phase
2.0 | Long Son Solar Power Plant - Phase 2 | 100 | 2026
1, build 06-circuit 22 kV transmission lines from Long Son solar
power plant phase 2 to Long Son solar power switchyard phase 1
| Kien Giang Province |  | 400
220kV level connection to existing Kien Binh 220kV substation:
- At the 35/220kV substation of solar power project on Giang
Thanh 1 shrimp pond,install 02 35/220kV transformers - (2x250)
| Solar power on Giang Thanh 1 shrimp | MVA and 02 220kV feeder bays to Kien Binh substation;
1.0 | 400 | 2026-2030
| pond | - Construction of 220kV double-circuit transmission line to 220kV
Kien Binh substation;
- Construction of 02 220kV expansion feeder bays at Kien Binh
220kV substation.
| Kon Tum Province |  | 550
[5 empty] | Construction of a 110kV double-circuit transmission line from the | Resolving
1.0 | KN Ialy Kon Tum Solar Power | 160 | 2025-2028 |  | 35/110kV step-up station at KN Ialy Kon Tum Solar Power Plant | difficulties
[5 empty] | to the 35/110/500kV step-up station at KN Ialy - Gia Lai Solar | according to

## Table_64
0 | 1 | 2 | 3 | 4 | 5 | 6
[5 empty] | Power Plant (adjusted compared to the connection plan in Official | Resolution
[5 empty] | Dispatch No. 1870/TTg-CN dated December 31, 2020). | 233/NQ-CP
Connecting by 220kV double circuit transmission line to 220kV
2 | Ia Toi DT Solar Power | 140 | 2025-2030 |  | transmission line of Se San 3 A Hydropower Plant - 500kV Pleiku
Substation
110kV single circuit line connected to 110kV Tan Mai Dak To
3 | Dak Ro Sa Solar Power | 50 | 2025-2030
substation
FSI Plei Krong Solar Power (on Plei
4 | 75 | 2025-2030 |  | Connecting by 220kV line to 220kV Kon Tum substation
Krong Hydropower lake) - Phase 1
Pleikrong DK Floating Solar (Phase
5 | 40 | 2025-2030 |  | Connecting by 220kV line to 220kV Kon Tum substation
1)
Tie-in connection to 220kV line of Se San 3A - Se San 3
6 | Ya Tang Solar Power | 60 | 2025-2030
substation by 220kV line
220kV Se San 3A Solar Power Station - 60MVA; 220kV single
| Se San 3A Solar Power (on Se San 3A | circuit transmission line Se San 3A Solar Power Station - Se San
7 | 25 | 2025-2030
| Hydropower Lake) - Phase 1 | 3A Hydropower; 220kV single-compartment MR at Se San 3A
Hydropower’s Switchyard
| Lai Chau Province | 1060 |  | 420
220kV NR Solar Power Line of Ban Chat 1 (220kV Line Ban Chat
1 | Ban Chat 1 Solar Power | 250 | 2025-2030
- Huoi Quang)
220kV NR Solar Power Line of Ban Chat 2 (220kV Line Ban Chat
2 | Ban Chat 2 Solar Power | 300 | 2025-2030
- Huoi Quang)
110kV Line 110kV Substation Huoi Quang 1 Solar Power Plant -
3 | Huoi Quang 1 Solar Power | 100 | 2025-2030
220kV Substation Huoi Quang 2, 3 Solar Power Plants
220kV Huoi Quang 2,3 substation, capacity 450MVA and 220kV
4 | Huoi Quang 2 Solar Power | 140 | 2025-2030 |  | transmission line with transit connection on 220kV Huoi Quang -
Than Uyen transmission line
35kV line of Huoi Quang 3 Solar Power Plant - 220kV substation
5 | Huoi Quang 3 Solar Power | 100 | 2025-2030
of Huoi Quang 2, 3 Solar Power Plant
110kV single circuit Nam Manh Solar Power - 220kV Nam Hang
6 | Nam Manh Solar Power | 80 | 2025-2030
– 500kV Lai Chau substation
220/110/35kV Nam Hang substation, capacity (250+125) MVA
7 | Nam Hang Solar Power | 90 | 2025-2030 |  | and 220kV double circuit Nam Hang solar power transmission line
- 500kV Lai Chau substation
| Floating solar power on Lai Chau |  |  |  | 220 kV 04-circuit floating solar power lines on Lai Chau | Progress can be
8 | 120 |  | 2031-2035
| hydropower lake | hydropower lake - Lai Chau - Muong Te branch | pushed forward
| Floating solar power on Ban Chat |  |  |  | 220 kV double-circuit floating solar power transmission line on | to phase 2025-
9 | 200 |  | 2031-2035
Lake | Ban Chat hydropower lake - Than Uyen - Ban Chat branch; 220 | 2030 if

## Table_65
0 | 1 | 2 | 3 | 4 | 5 | 6
[5 empty] | kV double-circuit floating solar power transmission line on Ban | conditions are
[5 empty] | Chat hydropower lake - Than Uyen - Huoi Quang branch | favorable.
| Huoi Quang 1 floating solar power |  |  |  | 220 kV double circuit line of Huoi Quang 1 floating solar power -
10.0 | 50 |  | 2031-2035
| (on Huoi Quang rhydorpower lạke) | Than Uyen - Ban Chat branch
| Huoi Quang 2 floating solar power |  |  |  | 220 kv double circuit line of Huoi Quang 1 - Than Uyen - Huoi
11.0 | 50 |  | 2031-2035
| (on Huoi Quang hydropower lake) | Quang branch
| Lam Dong Province |  | 336 | 70
Resolving
difficulties
1.0 | Tam Bo Solar Power | 40 | 2025-2030 |  | Tie-in connection on 110 kV Di Linh - Da Dang 3 line | according to
Resolution
233/NQ-CP
Floating solar power on Dai Ninh
2.0 | 96 | 2025-2030 |  | Tie-in connection on 220kV Duc Trong - Di Linh line
hydropower lake
Floating solar power on Dong Nai 2
3.0 | 240 | 2025-2030 |  | Connecting with 220kV line to Dong Nai 2 Hydropower
hydropower lake
| Floating solar on Krong No 3 |  |  |  | Construction of 22/110 kV step-up transformer station of Krong
4.0 | 70 |  | 2031-2035
| hydropower lake | No 3 power plant
| Long An Province |  | 268 | 116
Resolving
[5 empty] | 110 kV line connecting existing TCI110kV TTC Duc Hue 1 solar | difficulties
1.0 | TTC Duc Hue 2 Solar Power Plant | 41.4 | 2025-2030 |  | power plant to 110 kV [Switching Station] 110 kV Duc Hue | according to
[5 empty] | substation | Resolution
233/NQ-CP
- 220 kV line from 220 kV Solar Park solar power substation
connected to 220 kV busbar of 500 kV Duc Hoa substation.
Expanding 220 kV compartment at 500 kV Duc Hoa substation.
- Install a 220 kV transformer with a capacity of 125 MVA at the
2.0 | Solar Park 7 Solar Power Plant | 80 | 2025-2030
220 kV Solar Park solar power substation.
- Construction of medium voltage underground cables connecting
to the 125 MVA transformer at the 220 kV Solar Park solar power
substation.
Connect to the existing 110kV busbar of Gaia Solar Power Plant
3.0 | RedSun Solar Power Plant | 60 | 2025-2030 |  | via the 110kV double-circuit line to transmit electricity from Gaia
Solar Power Plant to the 220kV Long An 2 station.
220 kV single circuit line of Duc Hue VNT 1 solar power plant
4.0 | Duc Hue VNT 1 Solar Power | 40 | 2025-2030 |  | connected to 220kV busbar of 550kV Duc Hoa substation.
Installation of transformer T1 with capacity of 63MVA

## Table_66
0 | 1 | 2 | 3 | 4 | 5 | 6
Installing T2 transformer with capacity of 63MVA at Duc Hue
5 | Duc Hue VNT 2 Solar Power | 30 | 2025-2030
VNT 1 Solar Power Plant
Installing 1 220 kV transformer, capacity 63 MVA at 220 kV Solar
| Solar Park 06 Solar Power Plant | Park solar power substation. Constructing medium voltage
6 | 16.6 | 2025-2030
| (Phase 1) | underground cables connecting to 63 MVA transformer at 220 kV
Solar Parksolar power substation.
Installing 1 220 kV transformer, capacity 63 MVA at 220 kV Solar
| Solar Park 06 Solar Power Plant | Park solar power station. Constructing medium voltage
7 | 36 |  | 2031-2035
| (Phase 2) | underground cables connecting to 63 MVA transformer at 220 kV
Solar Park solar power substation.
Install 1 220 kV transformer, capacity 63 MVA at 220 kV Solar
Park solar power substation. Construct medium voltage
8 | Solar Park 8 Solar Power Plant | 80 |  | 2031-2035
underground cables connecting to 63 MVA transformer at 220 kV
Solar Park solar substation
| Nghe An Province |  | 360
1 | Khe Go Lake Solar Power Plant | 200 | 2025-2030 |  | Connection to 110kV busbar of 220kV Quynh Luu substation | Resolving
difficulties
| Vuc Mau Lake Floating Solar Power | according to
2 | 160 | 2025-2030 |  | Tie-in connection to 220kV Quynh Luu - Nghi Son line
| Plant | Resolution
233/NQ-CP
| Ninh Thuan Province |  | 1924 | 3819.5
1 | Phuoc Thai 2 Solar Power Plant | 87 | 2025-2030 |  | Connect to 22 kV busbar of 220 kV Phuoc Thai substation
2 | Phuoc Thai 3 Solar Power Plant | 43.5 | 2025-2030 |  | Connect to 22 kV busbar of 220 kV Phuoc Thai substation | Resolving
[5 empty] | Construction of 220kV double circuit transmission line connecting | difficulties
3 | Phuoc Huu 2 Solar Power Plant | 184 | 2026
[5 empty] | to 220kV Ninh Phuoc substation | according to
[5 empty] | Construction of 220kV double circuit transmission line with tie-in | Resolution
4 | Phuoc Trung Solar Power Plant | 40 | 2026 |  | connection to the 220kV Thap Cham - Nha Trang transmission | 233/NQ-CP
line
Construction of 220kV double circuit transmission line from Bac
Bac Ai 7 solar power plant Song Cai
5 | 70 | 2025-2030 |  | Ai lake solar power plant uiwth transit connection on 220kV Thap
lake
Cham - Da Nhim transmission line
Construction of 220kV single circuit line Connected to 220kV
6 | Nhi Ha Solar Farm solar power | 80 | 2025-2030
busbar of 500/220kV Thuan Nam substation
Construction of 220kV double circuit transmission line from Ho
7 | Song Sat lake Solar power | 70 | 2025-2030 |  | Song Sat Solar Power Plant with transit connection on 220kV
Thap Cham - Nha Trang transmission line
Tie-in connection to 220kV Vinh Tan line - 220kV Quan The
8 | Dong Quan The Solar Power Plant | 250 | 2025-2030
switching station, construction of 35/220kV Dong Quan The

## Table_67
0 | 1 | 2 | 3 | 4 | 5
substation with a scale of 03 35/220kV transformers with a
capacity of 160MVA, 220kV double-circuit line from 35/220kV
Dong Quan The substation iwth tie-in connection on 220kV Quan
The [Switching Station] - 220/500kV Vinh Tan substation.
Connection to 220kV My Son - Hoan Loc Viet substation
9 | My Son - Hoan Loc Viet Phase 2 | 50 | 2025-2030
(existing of Phase 1)
Connection to 220kV compartment of 220kV Hacom Solar Power
10 | Hacom Solar solar power Phase 2 | 50 | 2025-2030
Solar Plant’s Substation
11 | CK7 Lake Solar Power Project | 50 | 2025-2030 |  | Tie-in connection on 220kV Ninh Phuoc - Thuan Nam line
Construction of 220kV double-circuit transmission line from
220kV substation of Ninh Phuoc 6.3 solar power plant with transit
12 | Ninh Phuoc Solar Power 6.3 | 50 | 2025-2030
connection on 220kV Ninh Phuoc - 500kV Ninh Son transmission
line
220kV double-circuit Line from Ho Song Than solar power -
13 | Song Than Lake Solar Power | 50 | 2025-2030
500kV Ninh Son Double Circuit Substation
220kV double-circuit line from Hoa Son Doc Dai Solar Power -
14 | Hoa Son Doc Dai Solar Power | 400 | 2025-2030
500kV Ninh Son Substation
Construction of 220kV double-circuit transmission line from Bac
15 | Bac Ai 1 Solar Power | 150 | 2025-2030 |  | Ai 1 solar power plant with tie-in connection to the 220kV Da
Nhim - Thap Cham 2 transmission line
Construction of 220kV double-circuit transmission line from
220kV substation of Ninh Son 1 solar power with transit
16 | Ninh Son 1 Solar Power | 73.5 | 2025-2030
connection on 220kV Ninh Phuoc transmission line - 500kV Ninh
Son substation
Connect to the 220kV Quan The switching station with the
following volume: - Invest in T2 35/220kV - 63MVA transformer
at the backup location of BIM 3 substation and synchronous
equipment, complete the connection diagram of BIM 3 220kV
17 | Dong Quan The 2 Solar Power Plant | 50 | 2025-2030 |  | substation - Expand 1 outgoing compartment of 220kV BIM 3
substation to Quan The switching station - String 2 circuits of
220kV BIM3 lines - Quan The switching station.
- Expanding 1 220kV compartment at Quan The Switching Station
(271)
220kVdouble-circuit line from Hoa Son Suoi Ong 4 Solar Power -
18 | Hoa Son Suoi Ong 4 Solar Power | 350 | 2025-2030
500kV Ninh Son Substation
Construction of 220kV ACSR 2x330 double-circuit transmission
Expanded Phuoc Ninh Solar Power
19 | 50 | 2025-2030 |  | line from 220kV Phuoc Ninh step-up substation to expand tie-in
Plant phase 2
connection on 220kV transmission line from 500kV Thuan Nam

## Table_68
0 | 1 | 2 | 3 | 4 | 5
substation to 500kV Vinh Tan substation
Construction of 220kV single circuit line connected to 220kV
20.0 | Nhi Ha Solar Farm (Phase 2) | 50.0 |  | 2031-2035
busbar of 500/220kV Thuan Nam substation
CK7 lake solar power project (Phase
21.0 | 100 |  | 2031-2035 | Tie-in connection on 220kV Ninh Phuoc - Thuan Nam line
2)
22.0 | Ninh Phuoc 7 Solar Power Project | 200.0 |  | 2031-2035 | Tie-in connection on 220kV Ninh Phuoc - Ninh Son line
Dong Quan The Power Plant connects to the 220kV Vinh Tan line
- 220kV Quan The switching station, builds Dong Quan The
35/220kV substation with a scale of 03 35/220kV transformers
with a capacity of 160MVA and 02 outgoing feeders of 220kV
Dong Quan The Solar Power Plant
23.0 | 50 |  | 2031-2035 | transmission line, and reserves a position for 01 220kV
(Phase 2)
transmission line feeder to 220kV Ca Na substation.
- 220kV double-circuit line from 35/220kV Dong Quan The
substation, with tie-in connection on 220kV line of Quan The
[Switching Station] - 220/500kV Vinh Tan substation
220kV Line of Hoa Son - Suoi Ong Bon Solar Power - 500kV
24.0 | Hoa Son Suoi Ong 4 Solar Power | 50.0 |  | 2031-2035
Ninh Son Double Circuit Substation
25.0 | Bac Ai 7 solar plant Song Cai lake | 60.0 |  | 2031-2035 | with transit connection on 220kV Thap Cham - Da Nhim line
Tie-in connection on 1 circuit of Ninh Phuoc 220kV line - Ninh
Son 500kV substation; with the following investment and
construction items to serve the connection:
- Constructing a new 220kV Ninh Phuoc Solar Power Substation
26.0 | Ninh Phuoc Solar Power | 276.0 |  | 2031-2035 | with a capacity of 2x150MVA to collect the capacity of Ninh
Phuoc Solar Power Plant;
- Construction of a 220kV double-circuit transmission line
connecting Ninh Phuoc Solar Power Plant to a 500kV Ninh Son
substation via tie-in connection on a single circuit 220kV line.
Construction of 220kV double circuit transmission line with tie-in
27.0 | Ba Rau Lake Solar Power | 80.0 |  | 2031-2035 | connection to the 220kV Cam Ranh - Thap Cham transmission
line
Construction of 220kV double-circuit transmission line from
220kV step-up substation of the expanded Phuoc Ninh solar
28.0 | Expanded Phuoc Ninh Power phase 2 | 38.0 |  | 2031-2035
power, with tie-in connection on 220kV transmission line from
500kV Thuan Nam station 1 to 500kV Vinh Tan station
Construction of 2 ciruits of 220kV lines of Tra Co lake solar
29.0 | Tra Co Lake Solar Power | 40.0 |  | 2031-2035 | power with tie-in connection onto single ciruit 220kV line from
Thien Tan solar power to Nha Trang solar power
30.0 | 7A Solar Power | 50.0 |  | 2031-2035 | Collecting power to the existing 110kV substation of 7A wind

## Table_69
0 | 1 | 2 | 4 | 5
power plant by 22kV double-circuit transmission line (transmitting
to the national grid by 110kV double-circuit transmission line
from 7A wind power plant to 220kV Ninh Phuoc substation
31 | Cho Mo Lake Solar Power Project | 80.0 | 2031-2035 | Tie-in connection on 220kV Thap Cham - Da Nhim line
Upgrading the capacity of Nhi Ha 220kV solar power substation
32 | Nhi Ha Solar Power - Phase 2 | 150.0 | 2031-2035
from 63MVA to (63+150)MVA
Construction of a single-circuit 220kV transmission line from the
33 | Nui Mot Lake 2 Solar Power | 80.0 | 2031-2035 | 220kV substation of Nui Mot 2 Lake Solar Power to the 220kV
Ninh Phuoc substation
Connecting with 220kV voltage level to 220kV substation of
Thien Tan 1.2 solar power plant. Investment items for construction
of 220kV line and substation serving connection are as follows:
+ Construction of 22/220kV Tan Giang Lake Power Plant
34 | Tan Giang Lake Solar Power | 50.0 | 2031-2035 | Substation with capacity of 1x50MVA;
+ Construction of 220kV single circuit line connected to 220kV
substation of Thien Tan 1.2 solar power plant
+ Investing in expanding 1 compartment of 220kV transmission
line at 220kV substation of Thien Tan 1.2 solar power plant.
220kV voltage level connection to 220kV substation of Thien Tan
35 | Ta Ranh Lake Solar Power | 39.5 | 2031-2035
1.2 power plant
36 | Thuan Nam 11 Solar Power | 50.0 | 2031-2035 | Tie-in connection on 220kV Vinh Tan - Ninh Phuoc line
Tie-in connection on 01 circuit of 220kV Thap Cham - Nha Trang
37 | Hon Kho Solar Power | 120.0 | 2031-2035
transmission line
110kV double circuit line of Bac Ai 14 solar power plant - 220kV
38 | Bac Ai 14 Solar Power Plant | 80.0 | 2031-2035
Thap Cham substation
39 | HIEU THIEN solar power plant | 120.0 | 2031-2035 | Connecting to 220kV busbar 220kV Ninh Phuoc substation
Tie-in connection of 220kV line from Bac Son wind power plant
40 | Phuoc Chien Solar Power Plant | 200.0 | 2031-2035
to the 220kV Nha Trang - Thap Cham line
Connect to the 110kV compartment of the existing 35/110/220kV-
250MVA transformer of the 220kV Substation of Bim 2 Solar
Power. Connect to the 220kV grid via the 220kV BIM2 line -
Quan The switching station - Vinh Tan - Thuan Nam branch;
41 | Tay Quan The Solar Power Plant | 100.0 | 2031-2035
- Expand 1 compartment of 220kV BIM 2 substation - String 2
circuits of 220kV BIM2 line - Quan The switching station;
- Expand 1 220kV compartment at the backup location at Quan
The Switching Station (276).
Tri Hai solar power plant connects to 220kV Tri Hai wind power
42 | Tri Hai Solar Power Plant | 100.0 | 2031-2035
plant substation with the following volume:

## Table_70
0 | 1 | 2 | 3 | 4 | 5
- Investment in T2 33/220kV transformer - capacity 125MVA. Tri
Hai solar power plant connects to T2 transformer.
- Investing in expanding 220kV bays at Tri Hai 220kV wind
power plant substation synchronized with T2 transformer.
Nhi Ha 5 Solar Power Project
Construction of 220kV station connecting to 220kV Nhi Ha
43.0 | Combined with Green Hydrogen | 160.0 |  | 2031-2035
(250+125)MVA
Production
Thuan Nam 1 Solar Power Project
Construction of 220kV relay station on 2 circuits Phuoc Thai -
44.0 | Combined with Green Hydrogen | 140.0 |  | 2031-2035
Ninh Phuoc (250+125) MVA
Production
Proposal to build a 220kV switching station connected to the
45.0 | Ninh Son 2 Solar Power Plant | 90.0 |  | 2031-2035
500kV Ninh Son station
Construction of 220kV switching station connecting to 500kV
46.0 | Bac Ai 2 Solar Power Plant | 160.0 |  | 2031-2035
Ninh Son substation
Proposal to build a 220kV switching station connected to the
47.0 | Bac Ai 3 Solar Power Plant | 200.0 |  | 2031-2035
500kV Ninh Son transformer station
Construction of 110kV double-circuit transmission line from Nhi
48.0 | Nhi Ha Solar Power Plant | 100.0 |  | 2031-2035 | Ha 110kV transformer station to connection to Ca Na Industrial
Park 110kV transformer station
220kV forward connection on 2 circuits of 220kV Thap Cham
49.0 | Thai Vinh 1 Solar Power Project | 120.0 |  | 2031-2035
Phuoc Thai transmission line - (2x250)MVA
220kV forward connection on 2 circuits of 220kV Thap Cham
50.0 | Thai Vinh 2 Solar Power Project | 120.0 |  | 2031-2035
Phuoc Thai transmission line - (2x250)MVA
220kV connection to 500kV Ninh Son - (250+150) MVA, shared
51.0 | Quang Son 2 Solar Power Project | 96.0 |  | 2031-2035
connection with Quang Son 1
Construction of 220kV station connecting to 220kV Phuoc Thai -
52.0 | Thai Vinh 3 Solar Power Plant | 120.0 |  | 2031-2035
250MVA
Bac Ai 11 Solar Power Plant with
Connecting Bac Ai 11 solar power plant by double-circuit
53.0 | Battery Energy Storage System | 100.0 |  | 2031-2035
transmission on 220kV Ninh Phuoc - Thap Cham line
(BESS)
Phuoc Ha Solar Power Plant with
Expected to forward connect to 01 circuit of 220 kV Thuan Nam -
54.0 | Battery Energy Storage System | 100.0 |  | 2031-2035
Ninh Phuoc line
(BESS)
Constructing new 22kV/220kV substation, capacity 2x125MVA,
55.0 | Bac Ai Solar Power Plant 1.1 | 150.0 |  | 2031-2035
forward connection on existing 220kV Da Nhim - Nha Trang line
| Phu Tho Province |  | 100
1.0 | Concentrated solar power | 100.0 | 2026-2030 |  | Connection to medium and low voltage grid
| Phu Yen Province |  | 955

## Table_71
0 | 1 | 2 | 3 | 4 | 5 | 6
| Floating solar power plant on Song |  |  |  | 110kV line connected to 110kV Song Hinh Hydropower
1.0 | 200 | 2025-2030
| Hinh lake | Substation
| Floating solar power plant of Song |  |  |  | 110kV line connected to 110kV Song Hinh Hydropower
2.0 | 200 | 2025-2030
| Hinh Lake 3 | Substation
Construction of 220kV floating solar power substation Song Ba
Floating solar power plant on the lake
3.0 | 220 | 2025-2030 |  | Ha with capacity of 50MVA. Construction of floating 220kV solar
of Song Ba Ha Hydropower Plant
power line Song Ba Ha - Song Ba Ha Hydropower Plant.
4.0 | Tay Hoa 1 Solar Power Plant | 50 | 2025-2030 |  | 110 kV Line Connected to 220kV Tay Hoa 3 Solar Power Station
5.0 | Tay Hoa 2 Solar Power Plant | 60 | 2025-2030 |  | Forward connection to 110kV Son Hoa - 220kV Tuy Hoa line
Transfer to 220kV line Tuy Hoa Substation - Song Ba Ha
6.0 | Tay Hoa 3 Solar Power Plant | 70 | 2025-2030
Hydropower Plant
7.0 | Da Loc Phu Yen Solar Power Plant | 55 | 2025-2030 |  | 110kV line connected to Dong Xuan 110kV substation
Xuan Quang Phu Yen Solar Power
8.0 | 100 | 2025-2030 |  | 110kV line connected to Dong Xuan 110kV substation
Plant
| Quang Binh Province |  | 410
Construction of 220kV Le Thuy solar power station with capacity
of 2xl25MVA; Construction of new double-circuit transmission
1.0 | Le Thuy Solar Power Plant | 60 | 2025-2030
line connecting to 220kV Le Thuy solar power station, relaying on
1 circuit of 220kV Dong Ha - B&T1 transmission line.
2.0 | Quang Binh 1 Solar Power Plant | 120 | 2025-2030 |  | Transition to 220kV double circuit Dong Hoi - Ba Don
3.0 | Quang Binh 2 Solar Power Plant | 80 | 2025-2030 |  | Transition to 220kV double circuit Dong Hoi - Ba Don
Solar power project integrated with
Connect to line 220 kV BT1 substation and 220 kV BT2
4.0 | 240 MWh battery storage system in | 150 | 2025-2030
substation
Quang Binh
| Quang Ngai Province | 140
Resolving
difficulties
1.0 | Dam Nuoc Man Solar Power Plant | 40 | 2025-2030 |  | Connection at 110 kV voltage level | according to
Resolution
233/NQ-CP
2.0 | Lam Binh Solar Power Plant | 100 | 2025-2030 |  | Transition connection on 220 kV Quang Ngai - Phu My line
| Quang Ninh Province |  | 390
220kV double circuit transmission line transit connection to
1.0 | Yen Lap Lake Solar Power Plant | 140 | 2025-2030 |  | 220kV Trang Bach - Yen Hung - Uong Bi Thermal Power Plant
transmission line
220kV double circuit transmission line transit connection to
2.0 | Khe Che Lake Solar Power Plant | 50 | 2025-2030
220kV Pha Lai - Mao Khe Thermal Power Plant transmission line
3.0 | Quat Dong Lake Solar Power Plant | 50 | 2025-2030 |  | 110kV double circuit transmission line transit connection to

## Table_72
0 | 1 | 2 | 3 | 4 | 5
110kV Hai Ha - Texhong - Mong Cai transmission line
| Dam Ha Dong (Lake) Solar Power |  |  |  | 220kV double circuit line, transit connection to 220kV Cam Pha -
4 | 50 | 2025-2030
| Plant | Hai Ha line
220kV double circuit line, transit connection to 220kV Cam Pha -
5 | Dam Ha Solar Power Plant | 100 | 2025-2030
Hai Ha line
| Quang Tri Province |  | 270 | 581
| Trieu Thuong 1,2 floating solar power |  |  |  | Transition connection on 2 circuits of 110kV transmission line,
1 | 70 | 2025-2030
| project | Dong Ha 220kV station - Phong Dien 220kV station
2 | Trieu Son 1 Solar Power Project | 50 | 2025-2030 |  | Connection to My Thuy 110 kV substation
Construction 220 kV double circuit transmission line connected
3 | Truc Kinh 2 Solar Power Plant Project | 100 | 2025-2030 |  | forward on 1 circuit 220 kV Dong Ha - Dong Hoi transmission
line
Construction 220 kV double circuit transmission line connected
4 | Ha Thuong Solar Power Plant Project | 50 | 2025-2030 |  | forward on 1 circuit 220 kV Dong Ha - Dong Hoi transmission
line
| Hai Quy Solar Power Project, Hai |  |  |  | 110kV single circuit line connecting from Hai Quy Solar Power
5 | 50 |  | 2031-2035
| Lang ward | Plant to 110kV busbar of existing 110kV Dien Sanh Substation
| Floating solar power plant project |  |  |  | New construction of 220KV transmission line from the step-up
6 | with battery storage in Kinh Mon 1 | 40 |  | 2031-2035 | station of Kinh Mon floating solar power plant and storage battery
| lake |  |  |  | - Branch 1 circuit of 220kV transmission line Dong Ha - Dong Hoi
| Hai Duong Solar Power Project, Hai |  |  |  | Connecting 110kV voltage level to My Thuy 110kV substation
7 | 65 |  | 2031-2035
| Lang District | busbar using single circuit 110kV transmission line
| Floating Solar Power Project - |  |  |  | Construction of 220kV single circuit transmission line from Quang
8 | 40 |  | 2031-2035
| Quang Tri 2 Hydropower Plant | Tri floating solar power plant to Lao Bao 220kV substation
| Floating solar power plant project |  |  |  | New construction of 220KV transmission line from the step-up
9 | with storage battery in Kinh Mon 2 | 40 |  | 2031-2035 | station of Kinh Mon floating solar power plant and storage battery
| lake |  |  |  | - Branch 1 circuit of 220kV transmission line Dong Ha - Dong Hoi
New construction of 220kV double-circuit transmission line from
Truc Kinh Lake 3 Floating Solar
10 | 40 |  | 2031-2035 | the step-up station of Truc Kinh Lake floating solar power plant -
Power Plant Project
Branch 1 circuit of 220kV transmission line Dong Ha - Dong Hoi
Construction of 220kV 2-phase circuit transmission line from
Bao Dai floating solar power plant
11 | 96 |  | 2031-2035 | 220kV Bao Dai substation to 220kV Dong Ha - Dong Hoi
project
transmission line
Construction of 220kV single circuit transmission line from
La Nga floating solar power plant
12 | 70 |  | 2031-2035 | 220kV La Nga substation to 220kV Dong Ha - Dong Hoi
project
transmission line
| Floating solar power plant project |  |  |  | Construction of 110kV single circuit line connected to 110kV
13 | 140 |  | 2031-2035
with storage battery of Dam Tram | busbar of Dien Sanh substation

## Table_73
0 | 1 | 2 | 3 | 4 | 5
lake
| Soc Trang Province |  | 50
| Thanh Tri Solar Power System – |  |  |  | 110 kV single circuit line connected to Thanh Tri 110kV
1 | 50 | 2025-2030
| Subdivision | substation busbar. Expanding Thanh Tri 110kV substation busbar.
| Son La Province |  | 3315 | 1050.0
- Constructing the 220 kV Bac Yen 1 Solar Power Station, with a
capacity of 200 MVA to transmit power from Bac Yen 1 Solar
Power Plant (55 MW), Bac Yen 2 Solar Power Plant (50 MW),
1 | Bac Yen 1 | 55 | 2025-2030 |  | and Bac Yen 3 Solar Power Plant (50 MW).
- Construction of 220 kV double-circuit transmission line
connecting transit to 220 kV Huoi Quang - Nghia Lo transmission
line.
- Construction of 22 kV Bac Yen 2 transformer station.
2 | Bac Yen 2 | 50 | 2025-2030 |  | Construction of 22 kV 4-circuit transmission line from Bac Yen 2
solar power plant to 220 kV Bac Yen 1 station.
- Construction of 22 kV Bac Yen 3 transformer station.
3 | Bac Yen 3 | 50 | 2025-2030 |  | Construction of 22 kV 4-circuit transmission line from Bac Yen 3
solar power plant to 220 kV Bac Yen 1 station.
Constructing a 220 kV substation with a capacity of 150 MVA in
Tan Thao area, Co Noi commune to transmit the capacity of Mai
4 | Mai Son 1 | 50 | 2025-2030 |  | Son 2 50 MW and Mai Son 3 60 MW; Constructing a 220 kV
double-circuit transmission line connecting to the 220 kV Son La -
Viet Tri transmission line
Construction of 35kV 4-circuit transmission line connecting to
5 | Mai Son 2 | 60 | 2025-2030
35kV side of 220kV Mai Son 2 station
Substation and 220kV double circuit line connecting 220kV Huoi
6 | Muong La 1 | 40 | 2025-2030
Quang - Nghia Lo line
7 | Muong La 2 | 50 | 2025-2030 |  | 220kV line connecting to 220kV Muong La 1 Substation
| Floating solar power plant on Son La |  |  |  | Construction of 500kV transformer step-up station and 500kV
8 | 800 | 2025-2030
| hydroelectric reservoir | transmission line connecting to Son La 500kV transformer station
9 | Song Ma 1 | 50 | 2025-2030 |  | Connecting 110 kV voltage to 220kV Song Ma station
10 | Song Ma 2 | 50 | 2025-2030 |  | Connecting 110 kV voltage to 220kV Song Ma station
- Construction of 110 kV Song Ma 3 Solar Power Station with
capacity of 100MVA
11 | Song Ma 3 | 60 | 2025-2030
- Construction of 110 kV single circuit line connected to 110 kV
Muong Lam hydropower substation
| Chim Van clean power production |  |  |  | Construction of 500kV Phieng Pan Power Transmission Line and
12 | 1000 | 2025-2030
complex - Phieng Pan solar power | Substation connecting to 500kV Mai Son 8 Substation

## Table_74
0 | 1 | 2 | 3 | 4 | 5 | 6
plant and storage battery cluster
Construction of 110 kV transmission line connecting to 500 kV
13 | Mai Son 4 | 75 | 2025-2030
Mai Son station
Construction of 110kV double circuit transmission line from
14 | Mai Son 5 | 210 | 2025-2030 |  | 110kV Mai Son 5 station connecting to 110kV busbar of 500kV
Mai Son 7 station
15 | Mai Son 6 | 75 | 2025-2030 |  | Connecting to 110kV side of 500kV Mai Son 7 station
Construction of 500 kV Mai Son 7 station with capacity of 2700
16 | Mai Son 7 | 270 | 2025-2030 |  | MMA; Construction of 500 kV transmission line from 500kV Mai
Son - Viet Tri substation
Construction of 110kV single circuit transmission line from
17 | Mai Son 8 | 85 | 2025-2030 |  | 110kV Mai Son 8 station connecting to 110kV busbar of 500kV
Mai Son 7 station
Construction of busbar zone 110kV single circuit from 110kV Mai
18 | Mai Son 9 | 70 | 2025-2030 |  | Son 9 station connected to 110kV busbar of 500kV Mai Son 7
station
Construction of 110kV single circuit transmission line from Yen
19 | Yen Chau 4 | 135 | 2025-2030 |  | Chau 4 110kV station connecting to 110kV busbar of Mai Son 7
500kV station
Construction of 110kV single circuit transmission line from
20 | Yen Chau 5 | 80 | 2025-2030 |  | 110kV Yen Chau 5 station to 110kV busbar of 500kV Mai Son 7
station
Son La 1.1 Floating Solar Power
Construction of 220 kV floating solar power line Son La 1.1 - Son
21 | Project (on Son La Hydropower | 350 |  | 2031-2035 | Can push the
La - Dien Bien branch
| Reservoir) |  |  |  | progress to the
| Son La 1.2 Floating Solar Power |  |  |  |  | next stage early
Construction of 220 kV double circuit transmission line Son La
22 | Project (on Son La Hydropower | 350 |  | 2031-2035 | 2025-2030 if
1.2 - Son La 1.1 floating power line
| Reservoir) |  |  |  | conditions are
| Son La 2 Floating Solar Power Project |  |  |  | Construction of 220 kV 4-circuit floating solar power line Son La | favorable
23 | 350 |  | 2031-2035
| (on Son La Hydropower Reservoir) | 2 - Huoi Quang branch - Son La
| Tay Ninh Province |  | 450 | 314
Resolving
|  |  |  | New construction of Dau Tieng 5 220kV substation and 220kV | difficulties
1 | Dau Tieng 5 Solar Power Plant | 450 | 2025-2030 |  | double-circuit transmission line from Dau Tieng 5 220kV | according to
[5 empty] | substation connecting to Tay Ninh 220kV substation. | Resolution
233/NQ-CP
| Tan Chau – Tuan Dung Solar Power |  |  |  | Construction of new 220kV transmission line connecting to the
2 | 314 |  | 2031-2035
Plant phase 1 | 220kV Binh Long - Tay Ninh transmission line

## Table_75
0 | 1 | 2 | 3 | 4 | 5 | 6
| Thai Nguyen Province |  | 220
Nui Coc Lake Floating Solar Power
1 | 220 | 2025-2030 |  | Connect to the busbar of 110kV Ho Nui Coc station
Plant
| Thanh Hoa Province |  | 333 | 52
110kV four-circuit transmission line from 22/110kV Thanh Hoa
Thanh Hoa I Solar Power Plant
power plant step-up station, 1 relay connection on 02 circuits
1 | Project | 128 | 2025-2030
110kV transmission line from 220kV Nghi Son - 220kV Thanh
Hoa
Resolving
difficulties
2 | Ngoc Lac Solar Power Plant | 45 | 2025-2030 |  | 110kV Ngoc Lac Solar Power Line - Ngoc Lac | according to
Resolution
233/NQ-CP
110kV double circuit line, from 22/110 kV Long Son solar power
3 | Long Son - Thanh Hoa Solar Power | 80 | 2025-2030 |  | step-up station connected to 110kV transformer station busbar of
Long Son 2 cement factory
Construction of 220kV double-circuit transmission line from
4 | Yen My 1 Lake Solar Power | 80 | 2025-2030 |  | 220kV Yen My Lake Power Plant Substation to 220kV Nong
Cong - Nghi Son transmission line
5 | Yen My 2 Lake Solar Power | 52 |  | 2031-2035 | Connect to existing 110kV/220kV line
| Tra Vinh Province |  | 50
- Install additional 1x63MVA transformer connected to the
existing 220 kV of Trung Nam - Tra Vinh solar power plant
| Tra Solar Power Plant Project | substation .
1 | 50 | 2025-2030
| Vinh - Phase 2 | - Upgrading the 220KV transmission line of Trung Nam Tra Vinh
Solar Power Plant - Connecting to the existing 500kV Duyen Hai
substation
| Tuyen Quang Province |  | 198 | 200
1 | Grid-connected solar power projects | 198 | 2025-2030 |  | Connect to local 110kV, medium and low voltage distribution grid
| Tuyen Quang 1 Floating Solar Power |  |  |  | Construction of 220 kV double circuit transmission line Tuyen | Progress can be
2 | 80 |  | 2031-2035
| Project (on Tuyen Quang Lake) | Quang 1 - Tuyen Quang 2 floating power line | pushed forward
[5 empty] | Construction of 220 kV Tuyen Quang 2 floating power line - | to phase 2025-
| Tuyen Quang 2 Floating Solar Power | branching off Tuyen Quang Hydropower Plant - Bac Kan; 220 kV | 2030 if
3 | 120 |  | 2031-2035
| Project (on Tuyen Quang Lake) | Tuyen Quang 2 floating power line - branching off Tuyen Quang | conditions are
|  | Hydropower Plant - Yen Son | favorable.
| Vinh Long Province | 50
110kV double circuit line of Vinh Thanh power plant connected to
1 | Vinh Long 1 Solar Power Plant | 50 | 2026-2035
110kV Binh Minh - Cau Ke line

## Table_76
0 | 1 | 2 | 3 | 4 | 5
| Yen Bai Province | 1630
- For Cam An Cluster: Construct 22/220kV booster transformer
with capacity of 3x63MVA. Construct 220kV double-circuit
transmission line from Yen Binh Solar power plant to transfer 1
circuit of 220kV transmission line to Bao Thang - Yen Bai;
1 | Yen Binh Solar power plant | 500 | 2025-2030
- For Phuc An cluster: Construction of 22/220kV substation with
capacity of 7x63 MVA, construction of 220kV double-circuit
transmission line from Yen Binh Solar power plant to transfer to
220kV Yen Bai - Tuyen Quang transmission line.
| Floating solar power plant in Thac Ba |  |  |  | 220kV double circuit line connected to 220kV busbar of 220kV
2 | 500 | 2025-2030
| Lake | Yen Bai station.
Construction of a 220kV double-circuit transmission line from the
3 | My Gia 2 Solar Power Plant | 580 | 2025-2030 |  | 220kV step-up station of the Thac Ba floating solar power plant to
the 220kV Yen Bai - Tuyen Quang transmission line.
Construction of 22/110kV booster substation with capacity of
1x63MVA; Construction of 110kV single circuit transmission line
4 | Tan Linh Solar Power Plant | 50 | 2025-2030
from Tan Linh Solar Power Plant connecting to 110kV feeder of
220kV Luc Yen substation
| Can Tho City | 50
1 | Concentrated solar power | 50 | 2025-2030 |  | Connection to medium and low voltage distribution grid
| Lao Cai Province | 100
1 | Other concentrated solar power | 100 | 2025-2030 |  | The proposed connection plan is proposed in the next period.
| Ha Nam Province | 50
Concentrated solar power in Ha Nam
1 | 50 | 2025-2030 |  | Connection with 35 kV voltage level
province

## Table_77
0 | 1 | 2 | 3 | 4
|  | Expected | Operational
No. | Project | Note
|  | capacity (MW) | phase
| Yen Bai Province | 158
Decision 262/QD-TTg.
Biomass Power Plant
1 | 50 | 2026-2030 | 110kV single circuit line connected to
Yen Bai 1
110kV Van Yen substation
Decision 262/QD-TTg. Construction of 220
Truong Minh Biomass
2 | 58 | 2026-2030 | kV Truong Minh - Yen Bai transmission
Power Plant
line
32MW Phase
| Luc Yen Biomass Power | 2025-2030; 18 | Relay connection on 110 kV Luc Yen - Bao
3 | 50
| Plant | MW Phase | Thang line
2031-2035
| Bac Kan Province | 50
Decision 1682/QD-TTg (35 MW), capacity
adjustment.
Bac Kan 1 Biomass Power
1 | 50 | 2026-2030 | 110 kV double circuit transmission line,
Plant
Bac Kan 1 Biomass Power Plant - Bac Kan
branch - Phu Luong
| Lao Cai Province | 50
Decision 1682/QD-TTg (30 MW), capacity
adjustment. Construction of 110 kV
Bao Thang Biomass Power
1 | 50 | 2026-2030 | transmission line connecting to the 110 kV
Plant
line of Lao Cai Iron and Steel Substation -
Bao Thang 220 kV Substation
| Tuyen Quang Province | 100
Tuyen Quang Biomass
1 | 50 | 2023-2030 | Decision 262/QD-TTg
Power Plant
32 MW Phase
| Tuyen Quang Biomass | 2025-2030, | Ham Yen - Tan Quang Cement 110 kV
2 | 50
| Power Plant (Phase 2) | 18 MW Phase | double circuit line
2031-2035
| Phu Tho Province | 50
20 MW Phase
| Biomass Power Plant | 2025-2030, 30 | Relay connection on 110 kV Pho Vang -
1 | 50
| Phu Tho | MW Phase | Tan Son line
2031-2035
| An Giang Province | 104
Decision 1682/QD-TTg. Construction of
Biomass Power Plant
1 | 50 | 2026-2030 | 110 kV double circuit transmission line
An Giang 1
connected to 110 kV Tri Ton substation
| Biomass Power Plant |  |  | 110 kV transmission line of An Giang 2 -
2 | 54 | 2031-2035
| An Giang 2 phase 2 | Cai Dau Biomass Power Plant
| Dien Bien Province | 55
| Muong Nhe Biomass Power |  |  | 110 kV double circuit transmission line
1 | Plant (Nam Ke - 30 MW | 55 | 2025-2030 | MSS Chung Chai biomass power plant -
| and Chung Chai - 25 MW) |  |  | 220 kV Nam Po substation
| Hoa Binh Province | 100
|  |  | 75 MW Phase | Decision 1682/QD-TTg (30 MW), adjusting
| Hoa Binh Biomass Power | 2025-2030; | capacity to 75 MW Phase 2025-2030,
1 | 100
| Plant | 25 MW Phase | Construction of 110 kV double-circuit
|  | 2031-2035 | transmission line Hoa Binh - Xuan Thien
| Phu Yen Province | 50
| Thuan Phat Biomass Power |  |  | 110 kV line connected to 110 kV Song
1 | 50 | 2025-2030
| Project | Hinh - Tuy Hoa line
| Quang Binh Province | 172

## Table_78
0 | 1 | 2 | 3 | 4
Decision 1682/QD-TTg (10 MW), adjusted
| Quang Binh Biomass Power | to increase by 40 MW. 110 kV single
1.0 | 50 | 2025-2030
| Plant | circuit line connected to 110 kV Tay Bac
Quan Hau substation
| PIR-1 Biomass Plant |  |  | Transition connection on 110 kV Ang Son -
2.0 | 50 | 2025-2030
| Quang Binh | Vinh Linh line
An Viet Phat Quang Binh
Connecting the 220 kV substation bay of Ba
3.0 | Biomass Power Plant Phase | 58 | 2025-2030
Don town
1
An Viet Phat Quang Binh
Connecting the 220 kV substation bay of Ba
4.0 | Biomass Power Plant Phase | 14 | 2031-2035
Don town
2
| Quang Nam Province | 100
Biomass Power Project
1.0 | 50 | 2031-2035 | 110 kV line connected to the regional grid
Tien Phuoc
Biomass Power Project
2.0 | 50 | 2031-2035 | 110 kV line connected to the regional grid
Quang Nam
| Quang Ngai Province | 50
7MW Phase
|  |  | 2025-2030; | Connected by 110 kV line to 110 kV Quang
1.0 | Tu Nghia Biomass Power | 50
|  |  | 43 MW Phase | Phu substation
2031-2035
| Thanh Hoa Province | 110
| Thanh Hoa Biomass |  |  | Transition connection to 110 kV Ngoc Lac -
1.0 | 50 | 2025-2030
| Electricity 1 | Thieu Yen line
| Thanh Hoa Biomass |  |  | Transition connection on circuit 2 of 110
2.0 | 60 | 2025-2030
| Electricity 2 | kV Thieu Yen - Ba Thuoc line
| Binh Dinh Province | 50
| Binh Dinh Biomass Power |  |  | 110 kV Line of Binh Dinh - Phu Cat
1.0 | 50 | 2025-2030
| Plant | Biomass Power Plant
| Dak Lak Province | 120
220kV single circuit transmission line from
| Dak Lak Biomass Power | Dak Lak - Krong Ana biomass power plant,
1.0 | 120 | 2025-2030
| Plant | substation upgraded to match power plant
capacity
| Gia Lai Province | 106
Existing capacity is 95 MW, expand by 40
| Increasing the capacity of | MW. 220 kV line connected to the existing
1.0 | An Khe Biomass Power | 40 | 2025-2030 | 220 kV transformer of An Khe biomass
| Plant (expansion) |  |  | power plant. Replace 63 MVA transformer
with 115 MVA transformer.
Gao Commune Biomass
Transition connection on 110 kV Dien
2.0 | Power Plant Cluster (3 | 66 | 2031-2035
Hong - Chu Se line
factories)
| Can Tho City | 150
Can Tho Biomass Power
1.0 | 150 | 2025-2035 | 110 kV Long Xuyen 2 - Vinh Thanh Line
Plant
| Long An Province | 75
33 MW Phase
Decision 1682/QD-TTg (13 MW).
| Long An Biomass Power | 2025-2030;
1.0 | 75 | Transitional connection on 110 kV line of
| Plant | 42 MW Phase
GAIA - Long An 2 solar power plant
2031-2035
| Binh Phuoc Province | 50
Binh Duong Biomass
1.0 | Power Plant | 50 | 2025-2030 | Connect to Binh Long 110 kV substation
Blessing
| Total capacity | 1,700

## Table_79
0 | 1 | 2 | 3 | 4
|  | Expected capacity | Operational
No. | Project | Note
|  | (MW) | phase
| Hanoi City | 150
Soc Son Waste-to-Energy Plant
1 | 90 | 2024-2025 | Decision 1682/QD-TTg
Project
110 kV double circuit line
connected from the Project's
Hanoi environmental improvement
2 | 60 | 2025-2030 | 110 kV substation to the 110 kV
and waste-to-energy project
TC of the 220 kV Soc Son
substation
| Ho Chi Minh City | 260
Transition connection to 110 kV
Waste to Energy Plant Project
line, 220 kV Binh Chanh station
1 | Vietnam Waste Solutions | 60 | 2025-2030
- 110 kV Da Phuoc DEPOT
Company Limited (VWS)
station
110 kV double circuit line from
Tam Sinh Nghia waste-to-
Tam Sinh Nghia Investment Joint
energy incineration plant
Stock Company's waste-to-energy
2 | 60 | 2025-2030 | connected to T38E column of
plant phase 1 (adjusted capacity
110 kV line branch project
from 40 MW to 60 MW)
connecting to Phuoc Hiep 110
kV substation
110 kV double circuit line from
Tam Sinh Nghia waste-to-
| Waste-to-energy plant phase 2 of | energy incineration plant
3 | Tam Sinh Nghia Investment Joint | 140 | 2025-2030 | connected to T38E column of
| Stock Company |  |  | 110 kV line branch project
connecting to Phuoc Hiep 110
kV substation
| Total capacity | 410

## Table_80
0 | 1 | 2 | 3 | 4
| Development area of the | Planned Capacity | Expected combination
No.
| offshore wind project | (MW) * | Project name | Capacity (MW)
|  |  | Northern Region 1.1 | 500
1 | Northern Region 1 | 1500 | Northern Region 1.2 | 500
|  |  | Northern Region 1.3 | 500
2 | Northern Region 2 | 500 | Northern Region 2 | 500
3 | Northern Region 3 | 500 | Northern Region 3 | 500
Southern Central Region
500
1.1
Southern Central Region
4 | Southern Central Region 1 | 1500 | 500
1.2
Southern Central Region
500
1.3
Southern Central Region
5 | Southern Central Region 2 | 500 | 500
2
6 | Southern Region 1 | 500 | Southern Region 1 | 500
7 | Southern Region 2 | 500 | Southern Region 2 | 500
8 | Southern Region 3 (*) | 500 | Southern Region 3 | 500

## Table_81
0 | 1 | 2 | 3 | 4 | 5 | 6
|  |  | Expected combination | Expected
| Offshore wind | Expected
[5 empty] | Power | Operational
No. | projects | capacity | Component | Capacity
[5 empty] | Gathering | phase
| development area | (MW) | project name | (MW)
Point
I | North region | 11200
|  |  | Northern 1.1 (*) | 500 | BB Station 1 | 2025-2030
|  |  | Northern 1.2 (*) | 500 | BB Station 1 | 2025-2030
1 | Northern 1 | 2200
|  |  | Northern 1.3 (*) | 500 | BB Station 1 | 2025-2030
|  |  | Northern 1.4 | 700 | BB Station 1 | 2031-2035
|  |  | Northern 2.1 (*) | 500 | BB Station 1 | 2025-2030
2 | Northern 2 | 1000
|  |  | Northern 2.2 | 500 | BB Station 1 | 2031-2035
|  |  | Northern 3.1 (*) | 500 | BB Station 3 | 2025-2030
3 | Northern 3 | 1000
|  |  | Northern 3.2 | 500 | BB Station 3 | 2031-2035
4 | Northern 4 | 1000 | Northern 4 | 1000 | BB Station 2 | 2031-2035
5 | Northern 5 | 1000 | Northern 5 | 1000 | BB Station 2 | 2031-2035
6 | Northern 6 | 1000 | Northern 6 | 1000 | BB Station 2 | 2031-2035
7 | Northern 7 | 1000 | Northern 7 | 1000 | BB Station 2 | 2031-2035
8 | Northern 8 | 1000 | Northern 8 | 1000 | BB Station 3 | 2031-2035
9 | Northern 9 | 1000 | Northern 9 | 1000 | BB Station 4 | 2031-2035
10 | Northern 10 | 1000 | Northern 10 | 1000 | BB Station 4 | 2031-2035
South Central
II | 4300
Coast Region
South Central
|  |  | Coast | 500 | NTB1 Station | 2025-2030
1-1 (*)
South Central
|  |  | Coast | 500 | NTB1 Station | 2025-2030
| South Central Coast | 1.2 (*)
1 | 2000
| 1 | South Central
|  | Coast | 500 | NTB1 Station | 2025-2030
1.3 (*)
South Central
|  |  | Coast | 500 | NTB1 Station | 2031-2035
1.4
South Central
|  |  | Coast | 500 | NTB2 Station | 2025-2030
| South Central Coast | 2.1 (*)
2 | 1000
| 2 | South Central
|  | Coast | 500 | NTB2 Station | 2031-2035
2.2
| South Central Coast |  | South Central
3 | 1300 | 1300 | NTB3 Station | 2031-2035
| 3 | Coast 3
III | Southern Vietnam | 1500
1 | Southern 1 | 500 | Southern 1 (*) | 500 | NB1 Station | 2025-2030
2 | Southern 2 | 500 | Southern 2 (*) | 500 | NB2 Station | 2025-2030
3 | Southern 3 | 500 | Southern 3 (*) | 500 | NB3 Station | 2025-2030
| Total | 17000

## Table_82
0 | 1 | 2 | 3 | 4
|  | Expected capacity |  | Operational
No. | Project | Province/City | Note
|  | (MW) | phase
Ninh Binh Flexible
1 | 300 | Ninh Binh | 2025 - 2030 | Decision 1682/QD-TTg
Power Plant
Ninh Binh 2 Flexible
2 | 1200 | Ninh Binh | 2025 - 2030
power plant
Hai Duong Flexible
3 | 1200 | Hai Duong | 2025 - 2035
Power Plant
Flexible thermal power
4 | About 6,530 |  | 2025 - 2035
added (*)

## Table_83
0 | 1 | 2 | 3 | 4
Expected
No. | Project | Source Type | Note
capacity (MW)
Based on proposals
|  |  | Offshore Wind | from Singapore,
1 | Export projects of offshore wind power | 8,000-10,000
|  |  | Power | Malaysia and other
countries
|  |  | Offshore Wind | Tra Vinh province
2 | TGS Duyen Hai offshore wind power area | 2,000
|  |  | Power | proposed
Sources from
3 | Electricity export of Ca Mau province | 2,000-5,000 | Ca Mau Province
renewable energy
|  |  | Offshore wind | Bac Lieu province
4 | Bac Lieu 5 Wind Power Plant Project | 10,000
power export | proposed

## Table_84
0 | 1 | 2 | 3
Scale
No. | Project name | Note
(km/MW)
I | Phase 2026-2030
Serving the connection of electricity import from China,
AC/DC/AC Converter
implemented when the competent authority approves the
1 | Station (Back-To- Back) | 3000 MW
policy of importing electricity from China via Lao Cai, if the
500kV Lao Cai
Back-to-Back conversion station is built in Vietnam territory.
II | Phase 2031-2035
The length, cross-section of conductors and the direction of the
line will be determined precisely during the project
Bipole HVDC one-way
implementation phase in case of high power development in
1 | Line from Central 1 - North | 2x700km
the Vung Ang, Quang Binh and Quang Tri areas. Consider the
1
option of utilizing the old 500kV Quang Tri - Vung Ang - Nho
Quan line route.
The scale and location of the station will be determined during
| Converter station middle of | 5000-
2 | the project implementation phase. Consideration is given to
| Central 1 | 10000 MW
placing it in Quang Binh and Quang Tri areas.
The scale and location of the station will be determined during
| Northern Converter Station | 5000- | the project implementation phase. Consideration is given to
3
| 1 | 10000 MW | locations in Ha Nam, Nam Dinh, Thai Binh, Hai Duong, and
Bac Giang provinces.
| Bipole HVDC One-way |  | The length, cross-section of conductors and line direction will
4 | Line from middle of | 2x1050km | be determined precisely during the project implementation
| Central 2 - North 2 |  | phase.
The scale and location of the station will be determined during
| Central converter station | 5000-
5 | the project implementation phase. Consideration is given to
| Central 2 | 10000 MW
locating in Quang Ngai area.
The scale and location of the station will be determined during
| Northern Converter Station | 5000-
6 | the project implementation phase. Consideration is given to
| 2 | 10000 MW
placing it in the western districts of Hanoi.
The length, cross-section of conductors and the direction of the
Bipole HVDC One -way
line will be determined precisely during the project
7 | Line from South | 2x1550km
implementation phase. Contingency for further development of
Central - North 3
the South Central Power Source.
| South Central converter |  | The scale and location of the station will be determined during
4000-
8 | station | the project implementation phase. Consideration is given to
10000 MW
placing it in Ninh Thuan province.
The scale and location of the station will be determined during
| Northern Converter Station | 4000-
9 | the project implementation phase. Consideration is given to
| 3 | 10000 MW
locating in Hung Yen province.
The length, cross-section of conductors and line direction will
| Line from Ba Ria - Vung | be determined precisely during the project implementation
2x1700km
Tau to Hai Phong | phase in case of high power development in the Southern
region.

## Table_85
0
÷1

## Table_86
0 | 1 | 2 | 3 | 4
Scale
No. | Project name | Note
(km/MVA)
I | Phase 2031-2035
In case the South Central power source development
is higher than expected, consider the option of
releasing nuclear power capacity and increasing the
transmission capacity connecting South Central -
765-1000 kV South
1 | 600km | South by using the 765-1000 kV ultra-high voltage
Central 1 - Southern 1 Line
AC grid instead of the 500 kV transmission option.
The scale, progress and direction of the transmission
line will be determined precisely during the project
implementation phase.
In case the South Central power source development
is higher than expected, consider the option of
releasing nuclear power capacity and increasing the
transmission capacity connecting South Central -
765-1000 kV South
2 | 600km | South by using the 765 | ÷ | 1000 kV ultra-high voltage
Central 2 - Southern 2 Line
AC grid instead of the 500 kV transmission option.
The scale, progress and direction of the transmission
line will be determined precisely during the project
implementation phase.
New construction, in case of high development of
|  | South Central power source, synchronize the 765 | ÷
765-1000 kV South Central 1
1000 kV South Central 1 - South 1 transmission line.
3 | Substation | 4000 MVA
Progress, scale and station location will be
determined precisely during the project
implementation phase.
New construction, in case of high development of
|  | South Central power source, synchronize the 765 | ÷
| 765-1000 kV South Central 2 | 1000 kV South Central 2 - South 2 transmission line.
4 | 4000 MVA
| Substation | Progress, scale and station location will be
determined precisely during the project
implementation phase.
New construction, in case of high development of
South Central power source, synchronize the 765-
1000 kV South Central 1 - South 1 transmission line.
5 | 765-1000 kV Southern 1 Substation | 4000 MVA
Progress, scale and station location will be
determined precisely during the project
implementation phase.
New construction, in case of high development of
South Central power source, synchronize the 765-
1000 kV South Central 2 - South 2 transmission line.
6 | 765-1000 kV Southern 2 Substation | 4000 MVA
Progress, scale and station location will be
determined precisely during the project
implementation phase.

## Table_87
0 | 1 | 2 | 3
No. | Substation name | Capacity (MVA) | Note
I | Phase 2025-2030
1 | West Hanoi | 1800 | Renovation and capacity improvement
2 | Son Tay | 1800 | New construction
3 | South Hanoi | 1800 | New construction
4 | Dan Phuong | 1800 | New construction, consideration of connection to Dan Phuong 220kV station
5 | Hai Phong | 1800 | New construction
6 | Hai Phong 2 | 1800 | New construction
7 | BB 1 (*) | 2700 | New construction, synchronized offshore wind power source
8 | Gia Loc | 900 | New construction
9 | Pho Noi | 1800 | Renovation and capacity improvement
10 | Hung Yen 1 | 1800 | New construction, renaming from 500 kV Long Bien substation in Power Plan VIII
11 | Hung Yen 2 | 900 | New construction
12 | Nam Dinh | 1800 | New construction, the names in the list of 500kV, 220kV lines are Nam Dinh Thermal Power Plant, Nam Dinh 1 Thermal Power Plant
13 | Thai Binh | 1200 | New construction
14 | Hoa Binh 2 Cutting Station | Cutting station | Build new cutting station
15 | Lao Cai | 2700 | New construction
16 | Lang Son | 1800 | New construction
17 | Yen Bai (*) | 1800 | New construction
18 | Thai Nguyen | 1800 | New construction
19 | Viet Tri | 1800 | Renovation and capacity improvement
20 | Vinh Yen | 1800 | New construction
21 | Bac Giang | 900 | New construction
22 | Yen The | 900 | New construction
23 | Bac Ninh | 1800 | New construction
24 | Bac Ninh 2 | 1800 | New construction
25 | Quang Ninh | 1,800 | New construction
26 | Lai Chau | 1800 | Renovation and capacity improvement
27 | Than Uyen | 2700 | New construction
28 | Dien Bien | 2700 | New construction
29 | Son La 1 (*) | 1800 | New construction
30 | Son La 2 (*) | 1800 | New construction
31 | Hoa Binh | 1800 | Renovation and capacity improvement
32 | Nghi Son | 1800 | Renovation and capacity improvement
33 | Thanh Hoa | 1800 | Renovation and capacity improvement
34 | Nam Cam |  | Build new switching station to serve electricity import connection from Laos
35 | Quynh Luu | 1800 | New construction
36 | Ha Tinh 2 | 2700 | New construction
37 | Provision for new construction and renovation of substations to increase capacity | 4500 | New construction and renovation, capacity expansion
38 | Projects to improve the ability to control and operate power stations and power systems |  | Including but not limited to projects: Replacing, installing electric resistors, capacitors, SVC, SVG, FACTS devices, BESS, synchronous compensators...; expanding transformer station bays, renovating, completing transformer station diagrams in a flexible direction;

## Table_88
0 | 1 | 2 | 3
installing short-circuit current limiting devices, replacing and upgrading devices to ensure synchronous short-circuit current capacity, setting up automatic circuits; replacing devices to ensure synchronous load capacity of lines and transformers; installing, replacing devices, control systems, SCADA/EMS systems, SCADA/DMS, station automation,...
II | Phase 2031-2035
1 | Thuong Tin | 2700.0 | Renovation and capacity improvement
2 | Dong Anh | 2700.0 | Renovation and capacity improvement
3 | West Hanoi | 2700.0 | Renovation and capacity improvement
4 | South Hanoi | 2700.0 | Renovation and capacity improvement
5 | Dan Phuong | 2700.0 | Renovation and capacity improvement
6 | Van Tri | 1800.0 | New construction
7 | Hai Phong 2 | 2700.0 | Renovation and capacity improvement
8 | BB 1 (*) | 3600.0 | Renovation and capacity improvement
9 | BB 2 (*) | 3600.0 | New construction, synchronized power source
10 | Gia Loc | 1800.0 | Renovation and capacity improvement
11 | Hung Yen 1 | 2700.0 | Renovation and capacity improvement
12 | Hung Yen 2 | 1800.0 | Renovation and capacity improvement
13 | Ha Nam | 1800.0 | New construction
14 | Nam Dinh | 2700.0 | Renovation, capacity increase, names in the list of 500kV, 220kV lines are Nam Dinh Thermal Power Plant, Nam Dinh 1 Thermal Power Plant
15 | Nam Dinh 2 | 900.0 | New construction
16 | Nam Dinh 3 | 1800.0 | New construction, synchronized with the load of Ninh Co Economic zone (according to the proposal of Nam Dinh Provincial People's Committee in Document No. 06/UBND-VP5 dated January 3, 2025) and in case of developing specialized load when 220 kV substation cannot ensure power supply. Consider scale up to 3,600 MVA when load demand develops strongly; consider connecting offshore wind power self- produced and self-consumed LNG sources to supply power to this load.
17 | Thai Binh | 1800.0 | Renovation and capacity improvement
18 | BB 4 (*) | 2700.0 | New construction, synchronized power source
19 | Lang Son 2 (*) | 1800.0 | New construction
20 | Ha Giang | 1800.0 | New construction
21 | Thai Nguyen 2 | 900.0 | New construction
22 | Phu Tho | 1800.0 | New construction
23 | Vinh Tuong | 1800.0 | New construction
24 | Bac Giang | 1800.0 | Renovation and capacity improvement
25 | Yen The | 1800.0 | Renovation and capacity improvement
26 | Bac Ninh | 2700.0 | Renovation and capacity improvement
27 | Bac Ninh 2 | 2700.0 | Renovation and capacity improvement
28 | Bac Ninh 3 | 1800.0 | New construction
29 | BB 3 (*) | 2700.0 | New construction, synchronized power source.
30 | Hai Ha | 900.0 | New construction

## Table_89
0 | 1 | 2 | 3
31 | Quang Ninh 2 | 1800.0 | Renovation and capacity improvement
32 | NLTT Lai Chau 1 (*) | 1800.0 | New construction
33 | Son La | 2700.0 | Renovation and capacity improvement
34 | Thanh Hoa | 2700.0 | Renovation and capacity improvement
35 | Tinh Gia | 1800.0 | New construction
36 | Nam Cam | 900.0 | Install additional transformer at the switching station to supply power to local loads (if necessary), consider connecting to the 220kV Nam Cam station (if necessary)
37 | Ha Tinh | 1800.0 | Renovation and capacity improvement
38 | Provision for new construction and renovation of substations to increase capacity | 2700.0 | New construction and renovation, capacity expansion
39 | Projects to improve the ability to control and operate power stations and power systems |  | Including but not limited to projects: Replacing, installing electric resistors, capacitors, SVC, SVG, FACTS devices, BESS, synchronous compensators...; expanding transformer station bays, renovating, completing transformer station diagrams in a flexible direction; installing short-circuit current limiting devices, replacing and upgrading devices to ensure synchronous short-circuit current capacity, setting up automatic circuits; replacing devices to ensure synchronous load capacity of lines and transformers; installing, replacing devices, control systems, SCADA/EMS systems, SCADA/DMS, station automation,...

## Table_90
0 | 1 | 2 | 3
No. | Line name | Numbe r ofXkm circuits | Note
I | Phase 2025-2030
1 | Circuit 2 Nho Quan - Thuong Tin | 1x75 | Convert one circuit into two circuits
2 | Dan Phuong - Tay Hanoi - Vinh Yen | 4x5 | Connection to 500 kV Dan Phuong Substation
3 | Hung Yen 1 - Pho Noi - Thuong Tin | 2x8 | Connecting to 500 kV Hung Yen 1 substation, replacing the 500 kV Long Bien Pho Noi - Thuong Tin line in Power Planning VIII
4 | Hung Yen 2 - Hung Yen 1 | 2x35 | Connecting of 500kV Hung Yen 2 Substation
5 | South Hanoi - Nho Quan - Thuong Tin | 2x5 | Connecting to 500 kV South Hanoi Substation
6 | Son Tay - Dan Phuong | 2x20 | Connecting to 500 kV Son Tay Substation
7 | West Hanoi - Vinh Yen | 2x70 | New construction
8 | Busbar 1 - Hai Phong (*) | 2x25 | New construction, synchronized with the scale and progress of the offshore wind power source in the North. The detailed plan and volume will be accurate during the project implementation phase, depending on the results of the actual sea survey.
9 | Hai Phong - Thai Binh | 2x38 | Connection to 500 kV Hai Phong Substation
10 | Quang Ninh 2 - Quang Ninh - Pho Noi and Thang Long Thermal Power Plant - Pho Noi | 4x5 | New construction
11 | Hai Phong - Hai Phong 2 | 2x20 | New construction
12 | Busbar 1 - Quang Ninh 2 (*) | 2x60 | New construction, synchronized with the scale and progress of the offshore wind power source in the North. The detailed plan and volume will be accurate during the project implementation phase, depending on the results of the actual sea survey.
13 | Gia Loc - Thai Binh - Pho Noi | 4x13 | Connecting to Gia Loc 500 kV Substation
14 | Thai Binh - Nam Dinh 1 Thermal Power Plant - Pho Noi | 4x1 | Connecting to 500 kV Thai Binh Substation
15 | Nam Dinh – Thanh Hoa - Pho Noi | 4x1 | New construction, connection, completion of Nam Dinh 500kV substation diagram.
16 | Sam Nuea - Hoa Binh 2 switching Station | 2x110 | New construction
17 | Hoa Binh 2 Switching Station - Hoa Binh - Nho Quan and Son La - Nho Quan | 4x5 | New construction
18 | Hoa Binh 2 Switching Station - West Hanoi | 2x80 | New construction
19 | Vietnam - China Border - Lao Cai | 2x65 | Buy electricity from China
20 | Lao Cai - Vinh Yen | 2x210 | Connecting to 500 kV Lao Cai substation, Releasing small hydropower plants and making provision to buy electricity from

## Table_91
0 | 1 | 2 | 3
China
21.0 | Lang Son - Bac Giang (*) | 2x120 | New construction
22.0 | Lang Son - Yen The (*) | 2x120 | New construction
23.0 | Yen Bai - Thai Nguyen (*) | 2x100 | New construction, in case of high development of renewable energy sources in the Northwest, on the basis of renewable energy sources allocated to localities according to Document No. 1649/BCT-DL of the Ministry of Industry and Trade dated March 5, 2025.
24.0 | Yen Bai - Lao Cai - Vinh Yen (*) | 4x20 | New construction, in case of high development of renewable energy sources in the Northwest, on the basis of renewable energy sources allocated to localities according to Document No. 1649/BCT-DL of the Ministry of Industry and Trade dated March 5, 2025.
25.0 | Hiep Hoa - Thai Nguyen | 2x29 | Connecting to 500 kV Thai Nguyen Substation
26.0 | Yen The - Thai Nguyen | 2x70 | New construction
27.0 | Vinh Yen - Son La - Hiep Hoa and Viet Tri - Hiep Hoa | 4x5 | Connecting to 500 kV Vinh Yen Substation
28.0 | Bac Giang - Bac Ninh | 2x40 | New construction
29.0 | Bac Giang - Quang Ninh - Hiep Hoa | 4x5 | Connecting to 500 kV Bac Giang Substation
30.0 | Bac Ninh - Dong Anh - Pho Noi | 2x1 | Connecting to 500 kV Bac Ninh Substation
31.0 | Bac Ninh 2 - Bac Giang - Hiep Hoa | 4x10 | Connecting of 500 kV Bac Ninh 2 substation
32.0 | LNG Quang Ninh - Quang Ninh | 2x30 | New construction, synchronized power source. Replace the 500 kV LNG Quang Ninh I - Quang Ninh line in Power Plan VIII. In case the 500 kV Quang Ninh substation cannot expand the feeder, carry out a transition connection to the 500 kV Quang Ninh - Hiep Hoa line.
33.0 | Lai Chau - Than Uyen | 2x75 | New construction
34.0 | Than Uyen - Yen Bai (*) | 2x170 | New construction, in case of high development of renewable energy sources in the Northwest, on the basis of renewable energy sources allocated to localities according to Document No. 1649/BCT-DL of the Ministry of Industry and Trade dated March 5, 2025.
35.0 | Dien Bien - Lai Chau (*) | 2x50 | New construction
36.0 | Son La 1 - Son La - Hoa Binh and Son La - Nho Quan (*) | 2x150 | New construction, in case of high development of renewable energy sources in the Northwest, on the basis of renewable energy sources allocated to localities according to Document No. 1649/BCT-DL of the Ministry of Industry and Trade dated March 5, 2025.
37.0 | Son La 1 - Son Tay (*) | 2x150 | New construction, in case of high development of renewable energy sources in the Northwest, on the basis of renewable energy sources allocated to localities according to Document No. 1649/BCT-DL of the Ministry of Industry and Trade dated March 5, 2025.

## Table_92
0 | 1 | 2 | 3
38 | Son La 2 - Son La 1 (*) | 2x50 | New construction, in case of high development of renewable energy sources in the Northwest, on the basis of renewable energy sources allocated to localities according to Document No. 1649/BCT-DL of the Ministry of Industry and Trade dated March 5, 2025.
39 | Hoa Binh Hydropower Expansion - Hoa Binh - Nho Quan | 2x1 | Synchronous Hoa Binh Hydropower Expansion
40 | Quynh Luu - Quang Trach - Thanh Hoa | 4x5 | New construction
41 | LNG Nghi Son - LNG Quynh Lap | 2x10 | New construction, in case of LNG Nghi Son, LNG Quynh Lap is behind schedule, invest first in Quynh Luu - Hung Yen 1 line
42 | LNG Nghi Son - Hung Yen 2 | 2x190 | New construction, in case of LNG Nghi Son, LNG Quynh Lap is behind schedule, invest first in Quynh Luu - Hung Yen 2 line
43 | LNG Quynh Lap - Quynh Luu | 2x15 | New construction, in case of LNG Nghi Son, LNG Quynh Lap is behind schedule, invest first in Quynh Luu - Hung Yen 2 line
44 | Connection to North Central Pumped Storage Hydropower | 2x50 | New construction, source synchronization
45 | LNG Quang Trach II - Quang Trach | 2x1 | New construction, synchronized power source
46 | Nam Cam Switching Station - Vung Ang - Nho Quan | 4x12 | New construction, serving the connection of imported power source to Laos. Transition on 02 existing 500 kV Vung Ang - Nho Quan line circuits (circuits 1,2)
47 | Vung Ang - Hoa Binh 2 Switching Station | 2x380 | New construction, using large cross-section phase wires, switching the connection of the 500kV Vung Ang - Da Nang - Ha Tinh line (circuits 3,4), combined with replacing the superheat wire in this section.
48 | Vung Ang - Ha Tinh - Da Nang (circuit 3,4) | 2x16 | Transition to 500 kV Ha Tinh - Da Nang line circuit 2
49 | Ha Tinh 2 - Vung Ang - Ha Tinh (*) | 4x5 | New construction
50 | Phila wind power – Nam Cam 500 kV Switching Station | 2x35 | Proposed plan in the document of the Provincial People's Committee, serving the import of Lao electronics
51 | Cha Lo wind power - 500 kV Ha Tinh Substation | 2x50 | Proposed plan in the document of the Provincial People's Committee, serving the import of electricity from Laos
52 | Connection of AC/DC/AC Converter Station (Back-To- Back) 500kV Lao Cai | 4x2 | Serving the connection of electricity import from China, implemented when the competent authority approves the policy of importing electricity from China via Lao Cai, if the Back-to-Back conversion station is built in Vietnam territory.
53 | Provision for connecting power sources in Boulikhamxay and Khammouane provinces, Laos | 600 | New construction
54 | Provision for the construction and renovation of 500 kV lines | 200 | New construction and renovation

## Table_93
0 | 1 | 2 | 3
II | Phase 2031-2035
1 | Connecting HVDC converter station Bac Bo 1 (*) | 120 | New construction, length, cross-section of conductors and route orientation The line will be standardized during the project implementation phase.
2 | Connecting HVDC converter station Bac Bo 2 (*) | 120 | For new construction, the length, cross- section of conductors and line direction will be determined precisely during the project implementation phase.
3 | Connecting HVDC converter station Bac Bo 3 (*) | 120 | New construction, length, cross-section of conductors and line direction will be precisely determined during project implementation phase.
4 | Van Tri - Vinh Yen | 2x40 | New construction
5 | Busbar 2 - Busbar 1 - Hai Phong 2 (*) | 4x5 | New construction, synchronized with the scale and progress of the offshore wind power source in the North. The detailed plan and volume will be accurate during the project implementation phase, depending on the results of the actual sea survey.
6 | Ha Nam - Thai Binh | 2x20 | New construction
7 | Nam Dinh 2 - Nghi Son LNG - Hung Yen 2 | 4x5 | New construction
8 | Nam Dinh - Nam Dinh 3 | 2x18 | New construction, synchronized with 500 kV Nam Dinh 3 substation
9 | Busbar 4 - Bac Giang (*) | 2x135 | New construction, synchronized with the scale and progress of the offshore wind power source in the North. The detailed plan and volume will be accurate during the project implementation phase, depending on the results of the actual sea survey.
10 | Ha Giang - Yen Bai - Thai Nguyen | 2x180 | New construction
11 | Lang Son 2 500 kV - Lang Son - Yen The | 4x10 | New construction
12 | Thai Nguyen 2 - Thai Nguyen - Yen The | 2x20 | New construction
13 | Phu Tho - Turn Son La - Viet Tri | 4x20 | New construction
14 | Son Tay - Vinh Tuong | 2x20 | New construction
15 | Bac Ninh 3 - Hung Yen 1 - Pho Noi | 4x10 | New construction
16 | Busbar 3 - Lang Son (*) | 2x140 | New construction, synchronized with the scale and progress of the offshore wind power source in the North. The detailed plan and volume will be accurate during the project implementation phase, depending on the results of the actual sea survey.
17 | Hai Ha - Busbar 3 - Lang Son | 2x5 | New construction, synchronized with the scale and progress of the offshore wind power source in the North. The detailed plan and volume will be accurate during the project implementation phase, depending on the results of the actual sea survey.
18 | Renewable Energy Lai Chau 1 - Turn to Lai Chau - Than Uyen (*) | 4x20 | New construction
19 | LNG Cong Thanh - Nghi Son - Nho Quan | 2x20 | New construction, synchronized power source. Specific connection plan is accurate

## Table_94
0 | 1 | 2 | 3
during project implementation phase.
20.0 | LNG Thai Binh Phase 2 - Thai Binh | 2x50 | New construction, synchronized power source. Specific connection plan is accurate during project implementation phase.
21.0 | LNG Vung Ang III - Vung Ang - Quang Trach | 2x20 | New construction, synchronized power source. Specific connection plan is accurate during project implementation phase.
22.0 | LNG Thanh Hoa - LNG Cong Thanh | 2x5 | New construction, synchronized power source. Specific connection plan is accurate during project implementation phase.
23.0 | LNG Cong Thanh - Bac Ninh 3 | 2x220 | New construction, synchronized power source. Specific connection plan is accurate in project implementation phase. Consider using four-circuit poles, maximizing route direction with LNG Nghi Son - Hung Yen 1.
24.0 | Connecting to Bac Bo 1 Pumped Storage Hydropower (*) | 4x20 | New construction, synchronized power source
25.0 | Dong Phu Yen Pumped Storage Hydropower - Son La - Viet Tri and Son La - Vinh Yen | 4x20 | New construction, synchronized power source
26.0 | Bac Bo 1 Pumped Storage Hydropower - Son La 1 - Son Tay (*) | 4x20 | New construction, synchronized power source
27.0 | Tinh Gia - LNG Nghi Son - Hung Yen 2 | 4x4 | New construction
28.0 | LNG Hai Phong - Hai Phong 500 kV Substation (or Gia Loc 500 kV Substation) | 2x45 | Synchronizing Hai Phong LNG Thermal Power Plant Phase I
29.0 | LNG Quang Trach III - Quang Trach | 2x1 | New construction, synchronized power source
30.0 | Quang Tri - Vung Ang renovation (circuit 2) | 2x200 | New construction, contingency plan in case of deploying HVDC middle of Central 1 - North 1, utilizing the existing 500 kV Quang Tri - Vung Ang line
31.0 | Son La Hydropower Expansion - Son La Hydropower - Lai Chau | 1x5 | New construction, synchronized power source. Proposed plan in EVN's Document No. 862/EVN-KH dated February 11, 2025. Specific connection plan is accurate during project implementation phase.
32.0 | Lai Chau Hydropower Expansion - Lai Chau Hydropower - Lai Chau | 2x1 | New construction, synchronized power source. Proposed plan in EVN's Document No. 862/EVN-KH dated February 11, 2025. Specific connection plan is accurate during project implementation phase.
33.0 | Renovation Vung Ang - Nho Quan (circuit 1) | 2x360 | Renovation of existing 500 kV line into 02 circuits
34.0 | Provision for the construction and renovation of 500 kV lines | 3x40 | New construction and renovation

## Table_95
0 | 1 | 2 | 3
No. | Project name | Capacity (MVA) | Note
I | Phase 2025-2030
1 | Van Tri | 750 | Renovation and capacity improvement
2 | West Hanoi | 750 | Renovation and capacity improvement
3 | Soc Son 2 | 250 | New construction
4 | Van Dien | 500 | New construction
5 | Long Bien 2 | 500 | New construction
6 | Me Linh | 500 | New construction
7 | Chuong My | 250 | New construction
8 | Ung Hoa | 500 | New construction
9 | Dai Mo | 750 | New construction
10 | Hoa Lac | 500 | New construction
11 | Cau Giay | 250 | New construction
12 | Hai Ba Trung | 250 | New construction
13 | Thanh Xuan | 750 | New construction
14 | Dan Phuong | 500 | New construction
15 | Phu Xuyen | 250 | New construction
16 | Hoa Lac 2 | 500 | New construction
17 | Hanoi 2 Renewable energy (*) | 500 | New construction
18 | Vat Cach | 500 | Renovation and capacity improvement
19 | Hai Phong thermal power | 500 | Renovation and capacity improvement
20 | Do Son | 250 | New construction
21 | An Lao | 500 | New construction
22 | Dai Ban | 250 | New construction
23 | Duong Kinh | 500 | New construction
24 | Tien Lang | 500 | New construction
25 | Cat Hai | 500 | New construction
26 | Pha Lai thermal power | 750 | Renovation and capacity improvement
27 | Gia Loc | 500 | New construction
28 | Tu Ky | 250 | New construction
29 | Hai Duong | 500 | Renovation and capacity improvement
30 | Tan Viet | 500 | New construction
31 | Thanh Ha | 250 | New construction
32 | Nhi Chieu | 250 | New construction
33 | Nam Sach | 250 | New construction
34 | Thanh Mien | 250 | New construction
35 | Hung Yen 2 500 kV interconnection | 250 | New construction
36 | Bai Say | 500 | New construction
37 | Van Giang | 250 | New construction
38 | Ly Nhan | 500 | New construction
39 | Dong Van | 750 | New construction
40 | Hai Hau | 500 | New construction
41 | Nam Dinh 2 | 250 | New construction
42 | Nghia Hung | 500 | New construction
43 | Nam Dinh 3 | 750 | New construction
44 | Giao Thuy | 250 | New construction
45 | Quynh Phu | 500 | New construction
46 | Vu Thu | 500 | New construction
47 | Thai Binh 500 kV interconnection | 500 | New construction

## Table_96
0 | 1 | 2 | 3
48 | Ninh Binh 2 | 500 | New construction
49 | Nho Quan 500 kV interconnection | 500 | Renovation and capacity improvement
50 | Tam Diep | 250 | New construction
51 | Gia Vien | 500 | New construction, implemented in case of relocation of Ninh Binh 220kV
52 | Ha Giang | 375 | Rsuebnsotavtaitoino n and capacity improvement
53 | Bac Quang | 500 | Renovation and capacity improvement
54 | Cao Bang | 500 | Renovation and capacity improvement
55 | Bac Ha | 250 | New construction
56 | Bat Xat | 500 | New construction
57 | Lao Cai 500 kV interconnection | 500 | New construction
58 | Van Ban | 250 | New construction
59 | Bac Kan 1 (*) | 500 | New construction
60 | Lang Son | 500 | Renovation and capacity improvement
61 | Dong Mo | 500 | New construction
62 | Lang Son 2 (*) | 500 | New construction
63 | Lang Son 1 (*) | 500 | New construction
64 | Tuyen Quang | 500 | Renovation and capacity improvement
65 | Nghia Lo | 500 | New construction
66 | Yen Bai | 500 | Renovation and capacity improvement
67 | Luc Yen | 250 | New construction
68 | Yen Bai 1 (*) | 500 | New construction
69 | Yen Bai 2 (*) | 500 | New construction
70 | Song Cong | 500 | New construction
71 | Phu Binh 2 | 500 | New construction
72 | Dai Tu | 250 | New construction
73 | Thai Nguyen 2 Renewable energy | 500 | New construction
74 | P(*h)u Tho 2 | 500 | New construction
75 | Viet Tri 500 kV interconnection | 500 | New construction
76 | Phu Tho 3 | 250 | New construction
77 | Tam Duong | 500 | New construction
78 | Ba Thien | 500 | New construction
79 | Phuc Yen | 250 | New construction
80 | Chan Hung | 250 | New construction
81 | Bac Giang 500 kV interconnection | 500 | New construction
82 | Lang Giang | 250 | New construction
83 | Yen Dung | 500 | New construction
84 | Hiep Hoa 2 | 500 | New construction
85 | Tan Yen | 500 | New construction
86 | Viet Yen | 500 | New construction
87 | Bac Giang 1 (*) | 500 | New construction
88 | Bac Ninh 6 | 500 | New construction
89 | Bac Ninh 4 | 500 | New construction
90 | Bac Ninh 5 | 500 | New construction
91 | Bac Ninh 7 | 500 | New construction
92 | Bac Ninh 500 kV interconnection | 500 | New construction
93 | Hoanh Bo | 500 | Renovation and capacity improvement
94 | Cam Pha | 500 | Renovation and capacity improvement
95 | Quang Ninh 500 kV interconnection | 500 | Renovation and capacity improvement
96 | Khe Than | 126 | New construction
97 | Mong Cai | 500 | New construction
98 | Yen Hung | 750 | Renovation and capacity improvement

## Table_97
0 | 1 | 2 | 3
99 | Hai Ha 2 | 250 | New construction to replace 220 kV Hai Ha Industrial Park Substation
100 | Cong Hoa | 500 | HNaeiw H cao nstruction
101 | Nam Hoa | 500 | New construction
102 | Quang Ninh 1 (*) | 500 | New construction
103 | Renewable energy Quang Ninh 2 (*) | 500 | New construction
104 | Muong Te | 750 | Renovation and capacity improvement
105 | Pac Ma | 500 | New construction
106 | Phong Tho | 500 | New construction
107 | Sin Ho | 250 | New construction
108 | Than Uyen | 750 | Renovation and capacity improvement
109 | Lai Chau 1 Renewable energy (*) | 500 | New construction
110 | Lai Chau 2 Renewable energy (*) | 500 | New construction
111 | Dien Bien | 500 | New construction
112 | Dien Bien 1 (*) | 500 | New construction
113 | Dien Bien 2 (*) | 500 | New construction
114 | Muong La | 500 | Renovation and capacity improvement
115 | Song Ma | 250 | New construction
116 | Moc Chau | 250 | New construction
117 | Phu Yen | 375 | New construction
118 | Son La 1 (*) | 250 | New construction
119 | Son La 2 (*) | 500 | New construction
120 | Son La 3 (*) | 500 | New construction
121 | Son La 4 (*) | 500 | New construction
122 | Son La 5 (*) | 500 | New construction
123 | Son La 6 (*) | 500 | New construction
124 | Hoa Binh | 500 | Renovation and capacity improvement
125 | Yen Thuy | 250 | Renovation and capacity improvement
126 | Tan Lac | 250 | New construction
127 | Sam Son | 500 | New construction
128 | Tinh Gia | 500 | New construction
129 | Nghi Son Economic Zone | 750 | Renovation and capacity improvement
130 | Nghi Son Refinery Petrochemical | 500 | New construction
131 | Hau Loc | 500 | New construction
132 | Thieu Hoa | 250 | New construction
133 | Thieu Yen | 250 | New construction
134 | Thanh Hoa 1 (*) | 500 | New construction
135 | Dong Vang | 500 | New construction
136 | Nghi Son 2 | 500 | New construction
137 | Do Luong | 500 | Renovation and capacity improvement
138 | Nam Cam | 500 | New construction
139 | Quy Hop | 250 | New construction
140 | Tuong Duong | 250 | Renovation and capacity improvement
141 | Ba Thuoc | 250 | New construction
142 | Hoang Mai | 500 | New construction
143 | Hoang Mai 2 | 250 | New construction
144 | Quynh Luu 500kV interconnection | 500 | New construction
145 | Nghe An 1 Renewable energy (*) | 500 | New construction
146 | Nghe An 2 Renewable energy (*) | 500 | New construction
147 | Ha Tinh | 500 | Renovation and capacity improvement
148 | Can Loc | 250 | New construction
149 | Vung Ang | 500 | New construction

## Table_98
0 | 1 | 2 | 3
150 | Vung Tau 2 | 500.0 | New construction
151 | Ha Tinh 1 (*) | 500.0 | New construction
152 | NLTT Ha Tinh 2 (*) | 500.0 | New construction
153 | NLTT Ha Tinh 3 (*) | 500.0 | New construction
154 | NLTT Ha Tinh 4 (*) | 500.0 | New construction
155 | NLTT Ha Tinh 5 (*) | 500.0 | New construction
156 | Reserved for new construction and renovation of substations to increase | 3750.0 | New construction and renovation, capacity expansion
157 | capacity Install short-circuit current limiting resistors including but not limited to busbars of 500 kV Pho Noi, Tay Ha Noi, Hiep Hoa, Dan Phuong, Bac Ninh, Pha Lai and Trang Bach substations. |  | Limit short circuit current
158 | Flexible busbar diagram renovation, 4 busbar sections including but not limited to 500 kV stations Nho Quan, Son La, Dong Anh and stations Van Tri, Vat Cach, Long Bien, Truc Ninh, Thai Binh, Ha Dong, Thanh Nghi, Bac Ninh 2, Thermal power Hai Duong |  | Limit short circuit current, increase power supply reliability
II | Phase 2031-2035
1 | Soc Son 2 | 750.0 | Renovation and capacity improvement
2 | Van Dien | 750.0 | Renovation and capacity improvement
3 | Long Bien 2 | 750.0 | Renovation and capacity improvement
4 | Xuan Mai | 750.0 | Renovation and capacity improvement
5 | Chuong My | 500.0 | Renovation and capacity improvement
6 | Ung Hoa | 750.0 | Renovation and capacity improvement
7 | Hoa Lac | 750.0 | Renovation and capacity improvement
8 | Cau Giay | 500.0 | Renovation and capacity improvement
9 | Hai Ba Trung | 750.0 | Renovation and capacity improvement
10 | Dan Phuong | 750.0 | Renovation and capacity improvement
11 | Phu Xuyen | 500.0 | Renovation and capacity improvement
12 | Dong Anh 2 | 500.0 | New construction
13 | Dong Anh 3 | 500.0 | New construction

## Table_99
0 | 1 | 2 | 3
14 | Hoa Lac 2 | 750 | Renovation and capacity improvement
15 | Phuc Tho | 500 | New construction
16 | Thanh Tri | 500 | New construction
17 | Thanh Oai | 500 | New construction
18 | Van Tri 500 kV interconnection | 500 | New construction
19 | Van Tri 2 | 500 | New construction
20 | Dinh Vu | 750 | Renovation and capacity improvement
21 | Do Son | 500 | Renovation and capacity improvement
22 | An Lao | 750 | Renovation and capacity improvement
23 | Thuy Nguyen | 750 | Renovation and capacity improvement
24 | Dai Ban | 500 | Create, increase capacity
25 | Hai Phong 2 | 250 | New construction
26 | Dinh Vu 2 | 500 | New construction
27 | Gia Loc | 750 | Renovation and capacity improvement
28 | Tu Ky | 500 | Renovation and capacity improvement
29 | Thanh Ha | 500 | Renovation and capacity improvement
30 | Nhi Chieu | 500 | Renovation and capacity improvement
31 | Nam Sach | 500 | Renovation and capacity improvement
32 | Thanh Mien | 500 | Renovation and capacity improvement
33 | Pho Noi | 750 | Renovation and capacity improvement
34 | Pho Cao | 750 | Renovation and capacity improvement
35 | Hung Yen 500 kV interconnection | 500 | Renovation and capacity improvement
36 | Van Giang | 500 | Renovation and capacity improvement
37 | Pho Noi 500 kV interconnection | 750 | Renovation and capacity improvement
38 | Phu Ly | 750 | Renovation and capacity improvement
39 | Thanh Nghi | 750 | Renovation and capacity improvement
40 | Ly Nhan | 750 | Renovation and capacity improvement
41 | Kim Bang | 500 | New construction
42 | Nam Dinh 2 | 500 | Renovation and capacity improvement
43 | Giao Thuy | 500 | Renovation and capacity improvement
44 | Nam Dinh 2 500 kV interconnection | 500 | New construction
45 | Thai Binh 500 kV interconnection | 750 | Renovation and capacity improvement
46 | Tien Hai | 500 | Build invitation
47 | Ninh Binh 2 | 750 | Renovation and capacity improvement
48 | Tam Diep | 500 | Renovation and capacity improvement
49 | Ha Giang | 500 | Renovation and capacity improvement
50 | Ha Giang 2 | 250 | New construction
51 | Quang Uyen | 250 | New construction
52 | Lao Cai 500 kV interconnection | 750 | Renovation and capacity improvement
53 | Van Ban | 500 | Renovation and capacity improvement
54 | Lao Cai 2 | 250 | New construction
55 | Lao Cai 3 Renewable Energy (*) | 500 | New construction
56 | Dong Mo | 750 | Renovation and capacity improvement
57 | Tuyen Quang Hydropower | 250 | Renovation and capacity improvement
58 | Son Duong | 500 | New construction
59 | Luc Yen | 500 | Renovation and capacity improvement
61 | Dai Tu | 500 | Renovation and capacity improvement
62 | Phuc Xuan | 500 | New construction
63 | Phu Luong | 500 | New construction
64 | Phu Binh 3 | 500 | New construction
65 | Phu Tho 3 | 500 | Renovation and capacity improvement
66 | Viet Tri 2 | 500 | New construction

## Table_100
0 | 1 | 2 | 3
67 | Phu Tho 500 kV interconnection | 500 | New construction
68 | Vinh Yen | 750 | Renovation and capacity improvement
69 | Ba Thien | 750 | Renovation and capacity improvement
70 | Phuc Yen | 500 | Renovation and capacity improvement
71 | Chan Hung | 500 | Renovation and capacity improvement
72 | Vinh Tuong 500 kV interconnection | 500 | New construction
73 | Lang Giang | 500 | Renovation and capacity improvement
74 | Yen Dung | 750 | Renovation and capacity improvement
75 | Son Dong | 500 | Renovation and capacity improvement
76 | Tan Yen | 750 | Renovation and capacity improvement
77 | Viet Yen | 750 | Renovation and capacity improvement
78 | Chu | 500 | New construction
79 | Bac Ninh | 750 | Renovation and capacity improvement
80 | Bac Ninh 3 | 750 | Create, increase capacity
81 | Bac Ninh 2 | 750 | Renovation and capacity improvement
82 | Bac Ninh 6 | 750 | Renovation and capacity improvement
83 | Bac Ninh 2 500 kV interconnection | 500 | Build invitation
84 | Bac Ninh 3 500 kV interconnection | 500 | New construction
85 | Bac Ninh 10 | 750 | New construction
86 | Bac Ninh 9 | 750 | New construction
87 | Quang Ninh 500 kV interconnection | 750 | Renovation and capacity improvement
88 | Hai Ha 2 | 500 | Renovation and capacity improvement
89 | Van Don | 250 | New construction
90 | Sin Ho | 750 | Renovation and capacity improvement
91 | Lai Chau 3 Renewable Energy (*) | 500 | New construction
92 | Lai Chau 4 Renewable Energy (*) | 500 | New construction
93 | Song Ma | 500 | Renovation and capacity improvement
94 | Yen Thuy | 500 | Renovation and capacity improvement
95 | Luong Son | 250 | New construction
96 | Hoa Binh 1 (*) | 250 | New construction
97 | Thieu Hoa | 500 | Renovation and capacity improvement
98 | Thieu Yen | 500 | Renovation and capacity improvement
99 | Tinh Gia 500 kV interconnection | 500 | New construction
100 | Quy Hop | 500 | Renovation and capacity improvement
101 | Tuong Duong | 500 | Renovation and capacity improvement
102 | Hoang Mai 2 | 500 | Renovation and capacity improvement
103 | Hung Nguyen | 500 | New construction
104 | Cua Lo | 500 | New construction
105 | Can Loc | 500 | Renovation and capacity improvement
106 | Loc Ha | 250 | New construction
107 | Provision for new construction and | 2750 | New construction and renovation,

## Table_101
0 | 1 | 3
108 | Projects to improve the ability to control and operate power stations and power systems | Including but not limited to projects: Replacing, installing electric resistors, capacitor banks, SVCs, SVGs, FACTS devices, BESSs, synchronous compensators...; expanding substation bays, renovating and completing substation diagrams in a flexible direction; installing short-circuit current limiting devices, replacing and upgrading devices to ensure synchronous short- circuit current capacity, setting up automatic circuits; replacing devices to ensure synchronous load capacity of transmission lines and transformers; installing and replacing devices, control systems, SCADA/EMS systems,

## Table_102
0 | 1 | 2 | 3 | 4 | 5
Number
No. | Line name | of | X | km | Note
circuits
I | Phase 2025-2030
1 | Dong Anh 500 kV - Van Tri | 2 | x | 16 | New construction
Dai Mo (My Dinh) - West Hanoi
2 | 4 | x | 2 | Connecting to Dai Mo 220 kV Substation
- Thanh Xuan
Connecting to Thanh Xuan 220 kV
3 | West Hanoi - Thanh Xuan | 4 | x | 16
Substation
Convert one circuit into two circuits, and
Renovating 220 kV Son Tay -
simultaneously change the connection
4 | Vinh Yen line from 1 circuit to 2 | 2 | x | 30
into a two-circuit line Son Tay - Vinh
circuits
Yen
| Chuong My - Hoa Binh - Ha |  |  |  | Connecting to 220 kV Chuong My
5 | 2 | x | 2
| Dong | Substation
Dan Phuong 500 kV - Me
6 | 2 | x | 15 | New construction
Linh
Overhead lines and underground cables
7 | Dan Phuong 500 kV - Cau Giay | 2 | x | 20 | (inner city), connecting to 220 kV Cau
Giay substation
Dan Phuong 500 kV connection -
8 | Chem - Van Tri and Chem - Tay | 4 | x | 11 | New construction
Ho
South Hanoi 500 kV - Ha Dong -
9 | 4 | x | 5 | New construction
Phu Ly
Underground cable, connecting 220 kV
10 | Hai Ba Trung - Mai Dong | 2 | x | 3
Hai Ba Trung substation
Underground cable, connecting 220 kV
11 | Hai Ba Trung – Thanh Cong | 2 | x | 5
Hai Ba Trung substation
12 | Long Bien - Mai Dong | 2 | x | 15 | New construction
| Long Bien 2 - Turn to Mai Dong |  |  |  | Connecting to 220 kV side of Long Bien
13 | 4 | x | 3
| - Long Bien | 2 Substation
| Hung Yen 1 500 kV - Long |  |  |  | Connecting to 500 kV Hung Yen 1
14 | 2 | x | 20
| Bien 2 | substation
Hung Yen 1 500 kV - Pho Noi -
15 | 4 | x | 4 | New construction
Thuong Tin
| Circuit 2 Ha Dong - Ung Hoa - |  |  |  | Converting one circuit into two circuits,
16 | 2 | x | 40
Phu Ly | expanding two bays at Ung Hoa 220 kV

## Table_103
0 | 1 | 2 | 3 | 4 | 5
station
| Me Linh - Soc Son - Van Tri |  |  |  | Connection to 220 kV Me Linh
17.0 | 2 | x | 2
| (circuit 1) | Substation
Connecting 220 kV Me Linh substation.
Changing the connection of 220 kV Vinh
| Me Linh - Soc Son - Van Tri | Yen 500 kV - Me Linh and Me Linh -
18.0 | 2 | x | 2
| (circuit 2) | Van Tri to Vinh Yen - Van Tri when the
short-circuit current in the area increases
higher than the allowable limit.
| South Hanoi 500 kV - Phu |  |  |  | Connecting to 220 kV Phu Xuyen
19.0 | 2 | x | 15
| Xuyen | Substation
New construction, renovating the old
Hoa Binh - Ha Dong line 3. Synchronize
20.0 | Hoa Binh - West Hanoi circuit 4 | 1 | x | 50 | with renovating the 220kV distribution
yard diagram of Hoa Binh hydropower to
limit short circuit current.
Increase the load capacity of 1 circuit
| Increasing the load capacity of | Thuong Tin - 220 kV Pho Noi substation,
21.0 | 2 | x | 34
| 500 kV Thuong Tin - Pho Noi | 1 circuit Thuong Tin - 500 kV Pho Noi
substation
Increase the load capacity of two circuits
Increase Hiep Hoa loading
of the 220kV Hiep Hoa - Soc Son line,
22.0 | capacity - | 2 | x | 10
remove the remaining two circuits to
Soc Son
limit short-circuit current.
Increase loading capacity of Van
23.0 | 2 | x | 20 | Ensuring electricity supply in Hanoi
Tri - Tay Ho - Chem
Increase loading capacity of
24.0 | 1 | x | 25 | Renovation
Xuan Mai - Ha Dong
| Soc Son 2 - Hiep Hoa - Dong |  |  |  | Connection to 220 kV Soc Son 2
25.0 | 2 | x | 3
| Anh | substation
26.0 | Son Tay 500 kV - Hoa Lac | 2 | x | 12 | New construction
27.0 | Son Tay 500 kV - Hoa Lac 2 | 2 | x | 15 | New construction
Son Tay 500 kV - Son Tay
28.0 | 4 | x | 5 | New construction
branch - Vinh Yen
29.0 | West Hanoi 500 kV - Hoa Lac | 2 | x | 14 | New construction
Connection to 220 kV Ung Hoa
30.0 | Ung Hoa - Ha Dong - Phu Ly | 2 | x | 1
Substation
| Van Dien - Turn to Ha Dong - |  |  |  | Connection to 220 kV Van Dien
31.0 | 4 | x | 7
| Thuong Tin | substation
Hanoi 2 - Son Tay Renewable
32.0 | 2 | x | 15 | New construction
Energy (*)
Connecting 220 kV Duong Kinh
| Duong Kinh - Turn to Dong Hoa | substation, and simultaneously transiting
33.0 | - | 4 | x | 3 | the connection from Hai Duong 2 - Dong
| Dinh Vu |  |  |  | Hoa and Dong Hoa - Dinh Vu to Hai
Duong 2 - Dinh Vu
34.0 | An Lao - Dong Hoa - Thai Binh | 4 | x | 2 | Connecting to 220 kV An Lao Substation
In case the 220 kV Dinh Vu transformer
station cannot be expanded, consider
35.0 | Cat Hai - Dinh Vu | 2 | x | 12
connecting a 220 kV Dinh Vu - Duong
Kinh line circuit.
| Dai Ban - Hai Duong 2 - Duong |  |  |  | Connecting to Dai Ban 220 kV
36.0 | 4 | x | 2
| Kinh | Substation
37.0 | Do Son - Duong Kinh | 2 | x | 8 | Connecting to 220 kV Do Son Substation
Hai Phong 2 500 kV - Dong Hoa
38.0 | 4 | x | 10 | New construction
- Vat Cach
New construction, consideration of
39.0 | Hai Phong 2 500 kV - Dai Ban | 4 | x | 5
connecting to Dai Ban 220kV substation
40.0 | Hai Phong 500 kV - Duong Kinh | 2 | x | 8 | New construction

## Table_104
0 | 1 | 2 | 3 | 4 | 5
Connection to 220 kV Tien Lang
41 | Hai Phong 500 kV - Tien Lang | 2 | x | 14
Substation
42 | Nam Hoa - Cat Hai | 2 | x | 12 | New construction
New construction , synchronized with the
scale and progress of the offshore wind
power source in the North. The detailed
43 | Busbar 1 - Do Son (*) | 2 | x | 10 | plan and volume will be accurate during
the project implementation phase,
depending on the results of the actual sea
survey.
Gia Loc - Hai Duong thermal
44 | 4 | x | 5 | New construction
power - Pho Noi
45 | 500 kV Hai Phong - Gia Loc | 2 | x | 32 | New construction
Connecting 500 kV Gia Loc substation,
Gia Loc 500 kV - Gia Loc
46 | 4 | x | 5 | in case land fund cannot be arranged to
- Hai Phong 500 kV
connect Gia Loc 220 kV
| Nhi Chieu - Mao Khe - |  |  |  | Connecting to 220 kV Nhi Chieu
47 | 4 | x | 2
| Hai Duong 2 | Substation
Connecting to Tan Viet 220 kV
48 | Tan Viet - Gia Loc - Pho Noi | 4 | x | 3
Substation
| Thanh Ha - 500 kV Hai Phong- |  |  |  | Connecting to Thanh Ha 220 kV
49 | 2 | x | 12
| Gia Loc | Substation
Tu Ky - Hai Phong 500 kV - Gia
50 | 4 | x | 4 | New construction
Loc
51 | Gia Loc 500 kV - Thanh Mien | 2 | x | 11 | New construction
Nam Sach - Hai Duong thermal
52 | 2 | x | 11 | New construction
power
Connecting to Bai Say 220 kV
53 | Bai Say - Kim Dong | 2 | x | 11
Substation
| Hung Yen 2 500 kV - Dong |  |  |  | Connecting of 500 kV Hung Yen 2
54 | 2 | x | 14
| van | Substation
| Hung Yen 2 500 kV - Kim Dong |  |  |  | Connecting of 500 kV Hung Yen 2
55 | 4 | x | 5
| - Pho Cao | Substation
| Van Giang - Hung Yen 1 500 kV |  |  |  | Connecting to 220 kV Van Giang
56 | 4 | x | 2
| - Thuong Tin 500 kV | Substation
New construction and renovation of 1
57 | Circuit 2 Nho Quan - Phu Ly | 1 | x | 40
circuit into 2 circuits
Connecting 220 kV Dong Van
substation, in case Phu Ly cannot expand
58 | Dong Van - Phu Ly | 2 | x | 17
the bays, carry out Ha Dong - Phu Ly
transition
| Ly Nhan - Thanh Nghi - Thai |  |  |  | Connecting to 220 kV Ly Nhan
59 | 4 | x | 2
| Binh | Substation
Connecting to 220 kV Hai Hau
60 | Hai Hau - Truc Ninh | 2 | x | 17
Substation
Nam Dinh 2 - to Truc Ninh -
Connecting to 220 kV Nam Dinh 2
61 | Ninh Binh and Truc Ninh - Nam | 4 | x | 2
Substation
Dinh
Connecting to 500 kV Nam Dinh
62 | Nam Dinh 500 kV - Hai Hau | 2 | x | 10
Substation
Connecting to 500 kV Nam Dinh
63 | Nam Dinh 500 kV - Hau Loc | 2 | x | 47
Substation
| Nam Dinh 500 kV Thermal |  |  |  | Synchronize with the progress of
64 | 2 | x | 18
| Power - Nam Dinh 3 | specialized load development
Large cross-section phase wire.
Nam Dinh 500 kV - Ninh Binh 2
65 | 2 | x | 30 | Connection to 500 kV Nam Dinh
Power Plant
substation
| Nghia Hung - Nam Dinh 500 kV |  |  |  | Connecting to 220 kV Nghia Hung
66 | 4 | x | 2
Thermal Power - Hau Loc | Substation

## Table_105
0 | 1 | 2 | 3 | 4 | 5
| Giao Thuy - LNG Thai |  |  |  | New construction, connection of 220kV
67.0 | 4 | x | 4
| Binh - Truc Ninh | Giao Thuy substation
Vu Thu - Thai Binh - Nam Dinh
68.0 | 4 | x | 2 | Connecting to 220 kV Vu Thu Substation
and Thai Binh - Ninh Binh
New construction, synchronized power
69.0 | LNG Thai Binh - Tien Lang | 2 | x | 56
source
New construction, synchronized power
70.0 | LNG Thai Binh - Truc Ninh | 2 | x | 50
source
| Quynh Phu - Thai Binh - Dong |  |  |  | Connecting to 220 kV Quynh Phu
71.0 | 4 | x | 2
| Hoa | Substation
| Thai Binh 500 kV - Thai |  |  |  | Connecting to 220 kV side of Thai Binh
72.0 | 4 | x | 5
| Binh - Kim Dong | 500 kV
73.0 | Thai Binh 500 kV - Thanh Nghi | 2 | x | 53 | New construction
Gia Vien - Tam Diep - Bim Son 220kV
| Renovation of 220 kV Gia Vien - | Line replaces Ninh Binh - Tam Diep -
74.0 | Tam Diep - Bim Son | 2 | x | 34 | Bim Son 220kV Line in case of
| 01 circuit into 02 circuits |  |  |  | relocation of Ninh Binh 220kV
Substation
Gia Vien - Nam Dinh connection switch,
75.0 | Gia Vien - Nam Dinh | 2 | x | 13 | implemented in case of moving Ninh
Binh 220 kV substation
| Gia Vien - Nho Quan 500 kV - |  |  |  | Connecting to Gia Vien 220 kV
76.0 | 4 | x | 1
| Ninh Binh | Substation
Increase Nho Quan loading
77.0 | capacity | 2 | x | 26 | Renovation
500 kV-Ninh Binh
| Ninh Binh 2 - Ninh Binh - Thai |  |  |  | Connecting to 220 kV Ninh Binh 2
78.0 | 2 | x | 12
| Binh | substation
Connecting to the 220 kV Tam Diep
substation on one circuit first, connect
79.0 | Tam Diep - Bim Son - Ninh Binh | 4 | x | 5 | the remaining circuit synchronously with
the 220 kV Gia Vien - Tam Diep - Bim
Son line
| Ninh Binh Flexible Power Plant - |  |  |  | New construction and synchronous Ninh
80.0 | 2 | x | 16
| Nam Dinh 500 kV - Hau Loc | Binh Flexible Power Plant
Bac Quang - Vietnam - China
81.0 | 2 | x | 55 | Increase purchase of Chinese electricity
border (Ha Giang province)
Increase the load capacity of AC410
Increase the load capacity of Ha
sections on the Ha Giang - Bac Me DT
82.0 | Giang - Bac Me Thermal power |  |  | 42+51
route (42km) and Ha Giang - Thai
and Ha Giang - Thai Nguyen
Nguyen (5km)
Hanging rope circuit 2 Ha Giang
83.0 | - | 1 | x | 30 | Increase purchase of Chinese electricity
Vietnam - China border
Releasing the capacity of small
84.0 | Bao Lam - Bac Me | 2 | x | 30
hydropower plants in Ha Giang
85.0 | Cao Bang - Lang Son | 2 | x | 120 | New construction
86.0 | Bat Xat - 500 kV Lao Cai | 2 | x | 47 | Connection to 220 kV Bat Xat Substation
Connecting to 500 kV Lao Cai
87.0 | 500 kV Lao Cai connection | 4 | x | 5
substation, Bao Thang - Yen Bai branch
Synchronize with regional power source
88.0 | Bac Ha - Lao Cai 500 kV | 1 | x | 50
scale and progress
Reduce the load on 220kV Bao Thang
89.0 | Bac Ha - 500 kV Lao Cai | 1 | x | 5 | transmission line
- Lao Cai 500 kV
Connecting 220 kV Than Uyen
90.0 | Than Uyen - 500 kV Lao Cai | 2 | x | 73 | substation, clearing small hydropower
plants
91.0 | Van Ban - Than Uyen turn - | 4 | x | 10 | Connecting 220 kV Van Ban substation,

## Table_106
0 | 1 | 2 | 3 | 4 | 5
| Lao Cai 500 kV |  |  |  | releasing small hydropower capacity
Increase Lao Cai capacity
92 | 2 | x | 90 | Renovation
500 kV-Luc Yen
93 | Bac Kan 1 - Bac Kan (*) | 2 | x | 10 | New construction
| Dong Mo - Bac Giang - Lang |  |  |  | Connection to 220 kV Dong Mo
94 | 4 | x | 1
| Son | Substation
Synchronize with regional power source
95 | Lang Son 1 - Dong Mo (*) | 2 | x | 60
scale and progress
Lang Son 2 - Lang Son 1 500 kV
96 | 2 | x | 20 | New construction
(*)
Yen Son Hydropower - Tuyen
97 | Quang Hydropower - Tuyen | 2 | x | 8 | Synchronous Hydropower Yen Son
Quang
Nghia Lo - Viet Tri (500 kV
98 | 2 | x | 93 | Relieving Small hydropower
Viet Tri)
99 | Huoi Quang - Nghia Lo | 2 | x | 103 | Releasing Small hydropower
| Bac Quang connection switch - |  |  |  | Transfer connection Bac Quang to Luc
100 | 2 | x | 1
| Luc Yen | Yen
Luc Yen - 220 kV Lao Cai
101 | 4 | x | 5 | New construction
- Yen Bai
| Increase the loading capacity of |  |  |  | Increase load capacity, increase purchase
102 | 2 | x | 58
| Luc Yen - Yen Bai | of Chinese electricity
| Increase Yen Bai - Tuyen Quang |  |  |  | Increase load capacity, increase purchase
103 | 2 | x | 36
| loading capacity | of Chinese electricity
104 | Yen Bai 2 - Yen Bai 500 kV (*) | 2 | x | 10 | New construction
Yen Bai 500 kV - Yen Bai turn
105 | 4 | x | 5 | New construction
- Tuyen Quang (*)
106 | Yen Bai 1 - Yen Bai 500 kV (*) | 2 | x | 10 | New construction
New construction, synchronization of
power sources. Document No.
27/UBND-CN dated January 4, 2025
An Binh Power Plant Connection
107 | 2 | x | 10 | proposes a transitional connection on the
(*)
220kV Bao Thang - Yen Bai line. The
specific connection plan is accurate
during the project implementation phase.
New construction, synchronization of
power sources. Document No.
27/UBND-CN dated January 4, 2025
An Thinh Hydropower
108 | 2 | x | 10 | proposes a transitional connection on the
Connection (*)
220kV Bao Thang - Yen Bai line. The
specific connection plan is accurate
during the project implementation phase.
New construction, synchronization of
power sources. Document No.
27/UBND-CN dated January 4, 2025
Viet Thanh Hydropower
109 | 2 | x | 10 | proposes a transitional connection on the
Connection (*)
220kV Bao Thang - Yen Bai line. The
specific connection plan is accurate
during the project implementation phase.
Thai Nguyen 2 Renewable
| Energy Plant - | New construction, synchronized power
110 | 2 | x | 10
| Tuyen Quang - Thai Nguyen | source
500 kV ( * )
| Phu Binh 2 - Thai Nguyen - Bac |  |  |  | Connecting to 220 kV Phu Binh 2
111 | 2 | x | 13
| Giang | Substation
| 500 kV Hiep Hoa - Phu Binh |  |  |  | Connecting to 220 kV Phu Binh 2
112 | 2 | x | 14
| 2 | Substation
| 500 kV Thai Nguyen - Luu Xa - |  |  |  | Connecting to 220 kV side of 500 kV
113 | 2 | x | 13
Phu Binh | Thai Nguyen substation

## Table_107
0 | 1 | 2 | 3 | 4 | 5
| 500 kV Thai Nguyen - |  |  |  | Connecting to 220 kV side of 500 kV
114 | 2 | x | 14
| Malungtang - Thai Nguyen | Thai Nguyen substation
| 500 kV Thai Nguyen - Tuyen |  |  |  | Connecting to 220 kV side of 500 kV
115 | 2 | x | 14
| Quang Branch (TBA) - Phu Binh | Thai Nguyen substation
Dai Tu - Branch to Tuyen Quang
116 | 4 | x | 2 | Connecting to Dai Tu 220 kV Substation
- Thai Nguyen 500 kV
117 | Yen The 500 kV connection | 4 | x | 4 | New construction
| Hiep Hoa 2 - Hiep Hoa |  |  |  | Connection to 220 kV Hiep Hoa 2
118 | 4 | x | 5
| 500 kV - Phu Binh 2 | Substation
| Increase the loading capacity of |  |  |  | Increase the load capacity of ACSR410
119 | 1 | x | 11
| Hiep Hoa - Phu Binh | circuit
Increase load capacity Thai
120 | 1 | x | 30 | Renovation
Nguyen - Luu Xa - Phu Binh
| Song Cong - Tuyen Quang - Phu |  |  |  | Connecting to 220 kV Song Cong
121 | 2 | x | 1
| Binh | Substation
Connecting to Tan Yen 220 kV
122 | Tan Yen - Yen The - Viet Yen | 4 | x | 5
Substation
Connecting to 220 kV Viet Yen
123 | Yen The 500 kV - Viet Yen | 2 | x | 25
Substation
500 kV Viet Tri - Ba Thien (500
124 | 2 | x | 50 | New construction
kV Vinh Yen)
Connecting to 220 kV Phu Tho 2
125 | Phu Tho 2 - Son La - Viet Tri | 2 | x | 1
Substation
Increase load capacity to 500 kV
126 | Viet Tri - Viet Tri | 2 | x | 10 | Renovation
Increasing the load capacity of
127 | 1 | x | 27 | Renovation
500 kV Viet Tri - Vinh Tuong
Increasing the load capacity of
128 | 1 | x | 36 | Renovation
500 kV Viet Tri - Vinh Yen
| Phu Tho 3 - Nghia Lo - 500 kV |  |  |  | Connection to 220 kV Phu Tho 3
129 | 4 | x | 22
| Viet Tri | Substation
Connecting to Ba Thien 220kV
substation. Combining renovation and
Ba Thien (Vinh Yen 500 kV)
130 | 2 | x | 13 | increasing the load capacity of the
- Vinh Yen - Soc Son
existing line from Vinh Yen 220kV to
the intersection point.
Chan Hung - 500 kV Viet Tri -
Connecting to 220 kV Chan Hung
131 | 220 kV Vinh Yen | 2 | x | 2
Substation
Phuc Yen - Vinh Yen 500 kV -
132 | 2 | x | 1 | New construction
220 kV Vinh Yen
| Tam Duong - 500 kV Viet Tri - |  |  |  | Connecting to Tam Duong 220 kV
133 | 4 | x | 4
| Ba Thien (500 kV Vinh Yen) | Substation
New construction and renovation,
134 | Vinh Tuong - Vinh Yen | 2 | x | 17 | conversion of connection to 02-circuit
line Vinh Tuong - Vinh Yen
Replacing the 220 kV Me Linh - Ba
Thien line in the adjusted Power Plan
135 | Vinh Yen 500 kV - Me Linh | 2 | x | 28 | VII. The 220 kV Ba Thien station is
connected to the 500 kV Vinh Yen
station.
Pha Lai Thermal power - Bac
136 | Giang Circuit 2 | 2 | x | 27 | Convert 1 circuit into 2 circuits
Synchronize with regional power source
137 | Bac Giang 1 - Lang Son 1 (*) | 2 | x | 35
scale and progress
| Bac Giang 500 kV - An Khanh |  |  |  | Connection to 220kV side of 500kV Bac
138 | 4 | x | 8
Thermal Power Plant Bac Giang | Giang substation

## Table_108
0 | 1 | 2 | 3 | 4 | 5
- Lang Son
Synchronizing An Khanh Bac Giang
Connecting to An Khanh Bac
139.0 | 4 | x | 14 | Thermal Power Plant, connecting on 220
Giang Thermal Power Plant
kV Bac Giang - Lang Son line
140.0 | Dong Mo - Son Dong | 2 | x | 60 | New construction
| Lang Giang - Bac Giang - Thai |  |  |  | Connection of 220 kV Lang Giang
141.0 | 2 | x | 1
| Nguyen | transformer station
| Yen Dung - Pha Lai Thermal |  |  |  | Connecting to Yen Dung 220 kV
142.0 | 2 | x | 1
| power - Quang Chau | Substation
Connecting to 220 kV Bac Ninh 4
143.0 | Bac Ninh 4 - Dong Anh | 2 | x | 14
Substation
| Bac Ninh 5 - Bac Ninh |  |  |  | Connecting to 220 kV Bac Ninh 5
144.0 | 2 | x | 7
| 500 kV - Pho Noi | substation
Synchronize with the connection of
220kV Pha Lai - Bac Ninh and Bac Ninh
145.0 | Bac Ninh 500 kV - Bac Ninh | 2 | x | 10
- Quang Chau lines to Pha Lai - Quang
Chau to limit short-circuit current.
Bac Ninh 500 kV - Bac Ninh
146.0 | 2 | x | 14 | New construction
4
Bac Ninh 500 kV - Bac
147.0 | 4 | x | 3 | Connecting to 220 kV Bac Ninh 500 kV
Ninh 2 - Pho Noi
Connecting 220 kV Bac Ninh 6
Bac Ninh 6 - Pha Lai -
148.0 | 2 | x | 3 | substation, consider using 04-circuit
500kV Pho Noi
poles before 02 circuits
Bac Ninh 7 - Dong Anh
149.0 | 4 | x | 2 | New construction
500 kV - Bac Ninh 4
Cong Hoa - Cam Pha -
150.0 | 4 | x | 2 | New construction
Hai Ha
| Vietnam - China Border - Mong |  |  |  | New construction to serve increased
151.0 | 2 | x | 15
| Cai | purchase of Chinese electricity
152.0 | Hai Ha - Mong Cai | 2 | x | 40 | New construction
New construction, replacement of Hai Ha
153.0 | Hai Ha - Hai Ha 2 | 2 | x | 10 | - Hai Ha Industrial Park power line in the
VIII Master Plan
Khe Than – Branch to Trang
154.0 | 2 | x | 2 | Connecting to Khe Than 220 kV Station
Bach - Hoanh Bo
Increasing Load Capacity of
155.0 | 2 | x | 20 | Renovation
Quang Ninh - Hoanh Bo
Quang Ninh 1 - Branch to Hoanh
Synchronize with regional power source
156.0 | Bo - Son Dong Thermal Power | 4 | x | 5
scale and progress
and Hoanh Bo Trang Bach (*)
Connecting to 220 kV Nam Hoa
157.0 | Yen Hung - Nam Hoa | 2 | x | 29
Substation
Renewable Energy Quang Ninh 2
158.0 | 2 | x | 16 | New construction
- Cong Hoa (*)
Quang Ninh 2 500 kV – Branch
159.0 | 4 | x | 15 | New construction
to Yen Hung - Nam Hoa
Quang Ninh 2 500 kV – Branch
160.0 | 2 | x | 5 | New construction
to Hoanh Bo - Trang Bach
161.0 | Pac Ma - Muong Te | 2 | x | 31 | Relieving hydropower
Relieving the capacity of hydropower,
reducing the load of 500kV Lai Chau
162.0 | Lai Chau 500 kV - Phong Tho | 2 | x | 60
substation, large cross-section phase
conductors
Capacity of small-scale hydropower in
163.0 | Muong Te - Sin Ho | 2 | x | 35
Muong Te
Connecting to Nam Ou 5, 6, 7
164.0 | Nam Ou 7 - Lai Chau | 2 | x | 65 | hydropower plants (Laos). The entire
route is 2x97km, 2x65km in Vietnam.

## Table_109
0 | 1 | 2 | 3 | 4 | 5
Synchronized hydropower source from
Laos.
165.0 | Phong Tho - Than Uyen | 2 | x | 88 | Relieving small hydropower
| Sin Ho – Branch to 500 kV Lai |  |  |  | Connecting to 220 kV Sin Ho substation,
166.0 | 4 | x | 5
| Chau - Phong Tho | relieving local power source
Renewable Energy Lai Chau 1 -
167.0 | 2 | x | 10 | New construction
Than Uyen (*)
Renewable Energy Lai Chau 2 -
168.0 | 2 | x | 10 | New construction
Than Uyen (*)
New construction, connecting to Phong
169.0 | Than Uyen 500 kV – Than Uyen | 2 | x | 10
Tho - Than Uyen
Than Uyen 500 kV - Branch to
170.0 | Ban Chat Hydropower - Than | 4 | x | 5 | New construction
Uyen
Connecting to 220 kV Dien Bien
171.0 | 500 kV Son La - Dien Bien | 2 | x | 133
Substation
Synchronize with regional power source
172.0 | Dien Bien 1 - Dien Bien (*) | 2 | x | 23
scale and progress
Synchronize with regional power source
173.0 | Dien Bien 1 - Lai Chau (*) | 2 | x | 52
scale and progress
Connecting to Nam Ou 5, 6, 7
Hydropower Plants (Laos). The entire
174.0 | Nam Ou 5 - Dien Bien | 2 | x | 22 | route is 2x73km, 2x22km in Vietnam.
Synchronize with hydropower sources
from Laos.
Dien Bien 2 - Dien Bien 500
175.0 | 2 | x | 18 | New construction
kV(*)
Dien Bien 500 kV - Branch to
176.0 | 4 | x | 5 | New construction
Dien Bien 1 - Dien Bien (*)
| Moc Chau – Branch to Trung |  |  |  | Connecting to 220 kV Moc Chau
177.0 | 2 | x | 35
| Son Hydropower | Substation
| Increasing load capacity of 500 |  |  |  | Synchronize with regional power source
178.0 | 1 | x | 21
| kV Son La - Muong La | scale and progress
| Increasing load capacity of 500 |  |  |  | Synchronize with regional power source
179.0 | 1 | x | 41
| kV Son La - Son La | scale and progress
Increasing loading capacity of
180.0 | 2 | x | 20 | New construction
Huoi Quang - Son La
Connecting to 220 kV Phu Yen
Phu Yen – Branch to Son La -
181.0 | 2 | x | 7 | substation (specialized load power
Viet Tri
supply)
| Son La 1 - Branch to Son La – |  |  |  | Synchronize with regional power source
182.0 | 2 | x | 5
| Suoi Sap 2A(*) | scale and progress
183.0 | Song Ma - Son La 500 kV(*) | 2 | x | 83 | Relieving small hydropower capacity
184.0 | Son La 2 - Son La (*) | 2 | x | 35 | New construction
185.0 | Son La 3 - Son La 1 500 kV (*) | 2 | x | 20 | New construction
186.0 | Son La 4 - Son La 1 500 kV (*) | 2 | x | 20 | New construction
187.0 | Son La 5 - Son La 1 500 kV (*) | 2 | x | 20 | New construction
Son La 6 - Branch to Huoi
188.0 | 2 | x | 20 | New construction
Quang - Nghia Lo (*)
Tan Lac – Branch to Hoa Binh - Yen
Thuy and change the connection to Trung
Son Hydropower plant, forming 220 kV
189.0 | Connecting to Tan Lac | 6 | x | 5 | double circuit lines Hoa Binh - Tan Lac,
Tan Lac - Yen Thuy and Tan Lac - Trung
Son Hydropower plant - Hoi Xuan
Hydropower plant
Connecting to 220 kV Sam Son
190.0 | Thanh Hoa 500 kV - Sam Son | 2 | x | 36
Substation
191.0 | 500 kV Thanh Hoa - Hau Loc | 2 | x | 35 | Connecting to Hau Loc 220 kV

## Table_110
0 | 1 | 2 | 3 | 4 | 5
Substation
Dong Vang - Branch to Nghi Son
Synchronize with load development
192 | Thermal Power Plant - Nong | 4 | x | 4
progress
Cong
Circuit 3 Thanh Hoa - Nghi
193 | 1 | x | 83 | Install 2nd circuit
Son - Quynh Luu
| Increasing the load capacity of |  |  |  | Renovation in case of relieving Nghi Son
194 | 2 | x | 26
| Nong Cong - 500 kV Thanh Hoa | 2 Thermal Power Plant via 220 kV grid.
Change the connection of Nong Cong -
| Nghi Son Thermal Power Plant – | Nghi Son and Nghi Son - Quynh Luu to
195 | Branch to Nong Cong - Quynh | 2 | x | 10 | Nong Cong - Quynh Luu. Replace the
| Luu |  |  |  | 220 kV line Nghi Son Thermal Power
Plant – Branch to Nghi Son - Vinh
Connecting to Nghi Son 2 220kV station,
Nghi Son 2 - Branch to Nghi Son
196 | 4 | x | 2 | synchronize with the progress of
Industrial Park - Nong Cong
specialized load development
Phase 2 of Nghi Son Thermal Power
| Nong Cong - Nghi Son – change | Plant line – Branch to Nong Cong -
197 | the connection to Nghi Son | 2 | x | 42 | Quynh Luu, restoring the original
| Thermal Power Plant |  |  |  | condition of Nong Cong - Quynh Luu
220 kV transmission line
Another name of the 220 kV line "220
kV Nam Sum - Nong Cong Switching
Station (with transmission line in the
| Nam Sum Hydropower Plant | Vietnamese territory)", was approved in
198 | 2 | x | 129
| (Laos) - Nong Cong | document No. 1889/TTg-CN dated
December 27, 2018 of the Prime
Minister. Synchronize with Nam Sum
Lao Hydropower Plant
| Thanh Hoa 1 – Branch to Nghi |  |  |  | Synchronize with regional power source
199 | 4 | x | 2
| Son - Nong Cong (*) | scale and progress
Converting 220 kV Ba Che - Bim Son
200 | Thanh Hoa 500 kV - Bim Son | 2 | x | 36
line from single circuit into double circuit
Connecting to 220 kV Thieu Hoa
201 | Thieu Hoa - Thanh Hoa 500 kV | 2 | x | 5
Substation
Connected line of 220 kV Nghi
202 | 2 | x | 10 | New construction
Son Petrochemical Substation
Connecting to 220 kV Thieu Yen
203 | Thieu Hoa - Thieu Yen | 2 | x | 25
Substation
Hoi Xuan Hydropower Plant –
204 | Branch to Trung Son | 2 | x | 16 | New construction
- Nho Quan
| Hoi Xuan Hydropower Plant - Ba |  |  |  | Connecting to 220 kV Ba Thuoc
205 | 2 | x | 30
| Thuoc | Substation
| Tinh Gia - Branch to Nong Cong |  |  |  | Connecting to 220 kV Tinh Gia
206 | 2 | x | 8
| - Nghi Son | Substation
Nghe An 1 Renewable Energy -
207 | 2 | x | 20 | New construction
Nam Cam (*)
Nghe An 2 Renewable Energy -
208 | 2 | x | 20 | New construction
Quy Hop (*)
Truong Son Wind Power - Do
209 | 2 | x | 40 | New construction
Luong (*)
Relieving capacity of Lao Hydropower
210 | Do Luong - Nam Cam | 2 | x | 36 | Plant and Western Nghe An Hydropower
Plant
Synchronize with Nam Mo hydropower
211 | Tuong Duong - Do Luong | 2 | x | 81
cluster (Laos)
| Quynh Luu 500 kV branch to |  |  |  | Connecting to 220 kV side of Quynh Luu
212 | 4 | x | 10
Nghi Son - Quynh Luu | 500 kV

## Table_111
0 | 1 | 2 | 3 | 4 | 5
213 | Hoang Mai - Quynh Luu 500 kV | 2 | x | 10 | New construction
Hoang Mai – Branch to Nghi Son
214 | 2 | x | 10 | New construction
- Hung Dong
Hoang Mai 2 – Branch to Quynh
215 | 2 | x | 5 | New construction
Luu 500kV - Hoang Mai
Synchronize with My Ly Hydropower
216 | My Ly – Ban Ve | 2 | x | 72
Plant
Renovate and increase the load capacity
of 2 circuits of the 220 kV Hung Dong -
Nghi Son and Hung Dong - Quynh Luu
lines or consider the plan to renovate the
| Increasing load capacity of Hung | Hung Dong - Nghi Son line from single
217 | Dong - Quynh Luu and Hung | 2 | x | 100 | circuit to double circuit if the feeder bays
| Dong - Nghi Son |  |  |  | at Nghi Son and Hung Dong substations
can be expanded.
Relieving capacity of Lao Hydropower
Plant and Western Nghe An Hydropower
Plant
Connect to Quy Hop 220 kV substation,
218 | Quy Hop - Quynh Luu 500 kV | 2 | x | 5 | relieving capacity of small-scale
hydropower.
| Nam Mo 1 Hydropower Plant - |  |  |  | Synchronize with Nam Mo 1
219 | 2 | x | 18
| Branch to My Ly - Ban Ve | Hydropower Plant (Vietnam)
Relieving the small-scale hydropower
220 | Tuong Duong – Quy Hop | 2 | x | 80 | and increase electricity imports from
Laos
| Vung Ang 2 – Branch to Vung |  |  |  | Connecting to 220 kV Vung Ang 2
221 | Ang - 500 kV Vung Ang | 2 | x | 2 | substation, synchronized with the
| Thermal Power Plant |  |  |  | progress of specialized load development
| Vung Ang - 500 kV Vung Ang |  |  |  | Connecting to 220 kV Vung Ang
222 | 2 | x | 13
| Thermal Power Plant | Substation
| Can Loc - Branch to Ha Tinh - |  |  |  | Connecting to 220 kV Can Loc
223 | 4 | x | 2
| Hung Dong | Substation
| Ha Tinh 1 - Branch to Vung Ang |  |  |  | Synchronize with regional power source
224 | 4 | x | 4
| - Ha Tinh (*) | scale and progress
Prevent overload in dry season. Improve
Increasing load capacity of Ha
225 | 2 | x | 66 | the load capacity of 2 existing power
Tinh - Hung Dong
lines.
Ha Tinh 2 Renewable Energy -
226 | 2 | x | 20 | New construction
Ha Tinh 2 500kV (*)
Ha Tinh 3 Renewable Energy -
227 | 2 | x | 20 | New construction
Ha Tinh 2 500kV (*)
Ha Tinh 4 Renewable Energy -
228 | 2 | x | 20 | New construction
Ha Tinh 2 500kV (*)
Ha Tinh 5 Renewable Energy -
229 | Ha Tinh 2 | 2 | x | 20 | New construction
500kV (*)
New construction, synchronize with
power source. Proposed plan in EVN's
Ban Chat Hydropower Plant
Document No. 862/EVN-KH dated
230 | Expansion - Branch to Ban | 2 | x | 1
February 11, 2025. Specific connection
Chat - Than Uyen
plan is accurate during project
implementation phase.
New construction, synchronize with
power source. Proposed plan in EVN's
Tuyen Quang Hydropower Plant
Document No. 862/EVN-KH dated
231 | Expansion - | 1 | x | 1
February 11, 2025. Specific connection
Tuyen Quang Hydropower Plant
plan is finalized during project
implementation phase.

## Table_112
0 | 1 | 2 | 3 | 4 | 5
Song Lo 9 Hydropower Plant –
Synchronize with Song Lo 9
232 | Branch to Tuyen Quang - Phu | 2 | x | 2
Hydropower Plant
Binh
Tuyen Quang Hydropower Plant
New construction, synchronize with
- Branch to Ha Giang - Thai
233 | 4 | x | 1 | Tuyen Quang
Nguyen and Bac Me
Expansion Hydropower Plant
Hydropower Plant - Thai Nguyen
Estimated volume of connection
234 |  |  | 800 | New construction
of renewable energy sources
Provision for the construction
235 | and renovation of new 220 kV |  |  | 314 | New construction and renovation
lines
II | Phase 2031-2035
Dan Phuong 500 kV - Phuc
1 | 2 | x | 13 | New construction
Longevity
Dong Anh 2 - Branch to Van Tri
2 | 4 | x | 2 | New construction
- Tay Ho and Van Tri - Chem
Dong Anh 3 – Branch to Van Tri
3 | 4 | x | 2 | New construction
- Dong Anh 500 kV
4 | Son Tay 500 kV - Phuc Tho | 2 | x | 6 | New construction
| Thanh Oai - Branch to Ung Hoa - |  |  |  | New construction, connecting to 220kV
5 | 2 | x | 5
| Ha Dong | Thanh Oai substation
| Thanh Tri - Branch to Thuong |  |  |  | New construction, connecting to 220kV
6 | 2 | x | 5
| Tin - Mai Dong | Thanh Tri
Van Tri 500 kV – Branch to Van
7 | 4 | x | 10 | New construction
Tri -Dong Anh 2
8 | Van Tri 500 kV - Van Tri 2 | 2 | x | 10 | New construction
New construction, synchronize with
| Thuan My Hydropower Plant | power source. Specific connection plan is
9 | 2 | x | 10
| connection | finalized during project implementation
phase.
10 | Dinh Vu 2 - BB2 | 2 | x | 5 | New construction
New construction, synchronize with the
scale and progress of the offshore wind
power source in the North. The detailed
11 | BB 2 - Cat Hai (*) | 2 | x | 5 | plan and volume will be finalized during
the project implementation phase,
depending on the results of the actual sea
survey.
Hai Phong 2 500 kV - Hai
12 | 2 | x | 5 | New construction
Phong 2
Gia Loc 500 kV - Gia Loc –
13 | change the connection to Gia Loc | 2 | x | 10 | New construction
- Tan Viet
Yen My – Branch to 500 kV
14 | Hung Yen 1 - Van Giang (2nd | 2 | x | 2 | New construction
circuit)
New construction, connecting to Ha Nam
15 | Ha Nam 500 kV - Dong Van | 4 | x | 12
500kV
| Ha Nam 500 kV – Branch to |  |  |  | New construction, connecting to Ha Nam
16 | 4 | x | 4
| Thanh Nghi - Ly Nhan | 500kV
Kim Bang – Branch to Dong Van
17 | 4 | x | 4 | New construction
- Phu Ly
Nam Dinh 2 500 kV - Branch to
18 | 2 | x | 5 | New construction
Ninh Binh - Thai Binh
Tien Hai - Branch to Thai Binh -
19 | 2 | x | 2 | New construction
Truc Ninh
20 | Thieu Yen - Ba Thuoc | 2 | x | 65 | New construction
21 | Ha Giang 2 - Ha Giang 500 kV | 2 | x | 10 | New construction

## Table_113
0 | 1 | 2 | 3 | 4 | 5
Ha Giang 500 kV – Branch to Ha
Giang - Bac Me Hydropower
22.0 | 4 | x | 10 | New construction
Plant and Ha Giang - Thai
Nguyen
Quang Uyen – Branch to Cao
23.0 | 4 | x | 5 | New construction
Bang - Lang Son
Lao Cai 2 – Branch to Lao Cai
24.0 | 2 | x | 2 | New construction
220 kV - China
Lao Cai 3 Renewable Energy -
25.0 | 2 | x | 20 | New construction
500 kV Lao Cai (*)
Lang Son 2 500 kV – Branch to
26.0 | 4 | x | 10 | New construction
Lang Son - Dong Mo
Son Duong - Branch to Tuyen
27.0 | 2 | x | 2 | New construction
Quang - Dai Tu
| 500 kV Thai Nguyen 2 - Phu |  |  |  | Connecting to 220 kV Phu Binh 3
28.0 | 2 | x | 10
| Binh 3 | Substation
Phu Luong - Branch to Thai
29.0 | Nguyen - Bac Me Hydropower | 2 | x | 2 | New construction
Plant
Phuc Xuan – Branch to Thai
30.0 | 2 | x | 5 | New construction
Nguyen 500 kV - Thai Nguyen
Thai Nguyen 2 500 kV - Phu
31.0 | 2 | x | 15 | New construction
Binh 2
Thai Nguyen 2 500 KV- Song
32.0 | 2 | x | 8 | New construction
Cong
New construction connecting to 220kV
33.0 | Phu Tho 3 - Viet Tri 2 | 2 | x | 22
Viet Tri 2 substation
Phu Tho 500 kV – Branch to Phu
34.0 | 2 | x | 20 | New construction
Yen - Phu Tho 2
35.0 | Phu Tho 500 kV-Viet Tri 2 | 2 | x | 20 | New construction
Vinh Tuong 500 kV – Branch to
36.0 | 4 | x | 8 | New construction
Vinh Tuong - Vinh Yen
| Vinh Tuong 500 kV - Vinh |  |  |  | New construction, change the connection
37.0 | 2 | x | 8
| Tuong | to Vinh Tuong 500kV - Chan Hung
38.0 | Bac Giang 500 kV - Chu | 2 | x | 32 | New construction
Chu – Branch to Son Dong -
39.0 | 4 | x | 2 | New construction
Dong Mo
Bac Ninh 2 500 kV – Branch to
40.0 | 4 | x | 5 | New construction
Bac Ninh 4 - Bac Ninh 7
Bac Ninh 3 500 kV - Bac Ninh
41.0 | 2 | x | 12 | New construction
10
42.0 | Bac Ninh 3 500 kV - Bac Ninh 9 | 4 | x | 2 | New construction
Bac Ninh 6 – Branch to Pha Lai -
43.0 | 2 | x | 3 | New construction
500 kV Pho Noi (2nd circuit)
New,construction, connecting to 220kV
44.0 | Cong Hoa - Van Don | 2 | x | 16
Van Don substation
Lai Chau 3 Renewable Energy -
45.0 | Lai Chau 1 Renewable Energy | 2 | x | 10 | New construction
500 kV (*)
Lai Chau 4 Renewable Energy -
46.0 | Lai Chau 1 Renewable Energy | 2 | x | 10 | New construction
500 kV (*)
47.0 | Hoa Binh 1- Yen Thuy (*) | 2 | x | 18 | New construction
48.0 | Nam Hanoi 500 kV - Luong Son | 2 | x | 18 | New construction
New construction, synchronize with
| Trung Son Hydropower Plant | power source. Proposed plan in EVN's
49.0 | Expansion - Trung Son | 1 | x | 1 | Document No. 862/EVN-KH dated
| Hydropower Plant |  |  |  | February 11, 2025. Specific connection
plan is finalized during project

## Table_114
0 | 1 | 2 | 3 | 4 | 5
implementation phase.
Tinh Gia 500 kV – change the
50.0 | 2 | x | 4 | New construction
connection to Tinh Gia 220 kV
Tinh Gia 500 kV – Branch to
51.0 | 4 | x | 4 | New construction
Nong Cong - Nghi Son
Consider to cascade in 220kV Nam Cam
52.0 | Nam Cam 500 kV connection | 4 | x | 5
substation
| Hung Nguyen - Branch to Do |  |  |  | New construction, connecting to 220kV
53.0 | 4 | x | 5
| Luong - Nam Cam | Hung Nguyen substation
54.0 | Nam Cam 500 kV - Cua Lo | 2 | x | 11 | New construction
Ban Ve Hydropower Plant
New construction, synchronize with Ban
55.0 | Expansion – Ban Ve | 1 | x | 1
Ve Hydropower Plant Expansion
Hydropower Plant
Loc Ha – Branch to Ha Tinh -
56.0 | 4 | x | 7 | New construction
Can Loc
New construction, synchronize with
power source. Proposed plan in
Huoi Quang Hydropower Plant
document No. 15/SCT-QLNL of the
57.0 | Expansion - Huoi Quang | 2 | x | 1
Department of Industry and Trade of
Hydropower Plant
Tuyen Quang province dated January 3,
2025
New construction, synchronize with
power source. Proposed plan in
Huoi Quang Hydropower Plant
document No. 15/SCT-QLNL of the
58.0 | Expansion - Branch to Ban Chat | 2 | x | 1
Department of Industry and Trade of
- Than Uyen
Tuyen Quang province dated January 3,
2025
Provision for the construction
59.0 | and renovation of new 220 kV |  |  | 320 | New construction and renovation
lines

## Table_115
0 | 1 | 2 | 3
No. | Substation name | Capacity (MVA) | Note
I | Phase 2025-2030
New construction, relieving renewable
1 | Quang Binh (*) | 2700
energy capacity
New construction, relieving renewable
2 | Lao Bao (Huong Hoa) | 2700
energy capacity
3 | Quang Tri 2 Switching Station | Switching station | New construction
4 | Quang Tri | 1800 | New construction
5 | Danang | 1800 | Renovation and capacity improvement
Renovation, capacity enhancement,
6 | Thanh My | 2700 | synchronize with power source
development progress
New construction, the name in the list of
500kV, 220kV lines connected to Dung
7 | Dung Quat | 900
Quat 500 kV substation is CCGT Dung
Quat.
8 | Binh Dinh | 1800 | New construction
New construction and installing
transformer at Kon Tum 500 kV switching
9 | Kon Tum | 1800
station in the 8th Power Development
Plan, relieving renewable energy capacity
10 | Pleiku 2 | 1800 | Renovation and capacity improvement
11 | Pleiku 3 | 1800 | Renovation and capacity improvement
12 | Nhon Hoa | 1800 | New construction
13 | Krong Buk | 1800 | New construction
Renovation, capacity upgrade, and
14 | Ea Nam (*) | 1800
relieving renewable energy capacity
New construction, relieving renewable
15 | Kon Ray (*) | 1800
energy capacity
New construction, relieving renewable
16 | Dak Lak 1 Renewable Energy (*) | 2700
energy capacity
17 | Tuy Hoa | 1800 | New construction
New construction, relieving renewable
18 | Phu Yen 1 Renewable Energy (*) | 1800
energy capacity
Substation capacity reserve for load
New construction, renovate to increase
19 | growth and power source | 1800
capacity
development
New construction, including but not
limited to projects: Replacement,
installation of reactors, capacitors, SVC,
SVG, FACTS equipment, BESS,
synchronous compensators...; expand
feeder bays in substation, renovate to
Projects to improve the ability to
increase capacity, improve graphs of
20 | control and operate power stations
substations in a flexible manner; install
and power systems
short-circuit current limiters, replace and
upgrade devices to resist short-circuit
currents, establish automatic circuit;
install, replace equipment, control system,
SCADA/ EMS, SCADA/DMS systems,
automate the station, etc.
II | Phase 2031-2035
1 | Doc Soi | 1800 | Renovation and capacity improvement
Renovation, capacity increase, name in the
2 | Dung Quat | 1800
list of 500kV, 220kV lines connected to

## Table_116
0 | 1 | 2 | 3
Dung Quat 500 kV substation is CCGT
Dung Quat.
3 | Pleiku | 2700.0 | Renovation and capacity improvement
4 | Ea Sup Solar Power | 1800.0 | Renovation and capacity improvement
5 | Huong Thuy | 1800.0 | New construction
6 | Hoa Lien | 900.0 | New construction
New construction, relieving renewable
7 | Mang Yang (*) | 1800.0
energy capacity
New construction, relieving renewable
8 | 500 kV Ia Blu (*) | 900.0
energy capacity
Renovation, capacity upgrade, and
9 | Dak Lak 1 Renewable Energy (*) | 3600.0
relieving renewable energy capacity
New construction, supply electricity for
aluminum smelting loads (as proposed in
Document No. 167 UBND-KT dated
10 | Dak Nong 2(*) | 1800.0
January 8, 2025 of Dak Nong Provincial
People's Committee) and pooling
renewable energy capacity
11 | Dien Khanh | 900.0 | New construction
New construction, relieving renewable
12 | Quang Tri Renewable Energy (*) | 1800.0
energy capacity
New construction, considering connecting
13 | Phong Dien | 900.0 | to Phong Dien 220 kV substation,
relieving renewable energy capacity
New construction, relieving renewable
14 | Dak Lak 2 Renewable Energy (*) | 3600.0
energy capacity
Substation capacity reserve for load
New construction, renovation for capacity
15 | growth and power source | 3600.0
enhancement
development
New construction, including but not
limited to projects: Replacement,
installation of reactors, capacitors, SVC,
SVG, FACTS equipment, BESS,
synchronous compensators...; expand
feeder bays in substation, renovate to
Projects to improve the ability to
increase capacity, improve graphs of
16 | control and operate power stations
substations in a flexible manner; install
and power systems
short-circuit current limiters, replace and
upgrade devices to resist short-circuit
currents, establish automatic circuit;
install, replace equipment, control system,
SCADA/ EMS, SCADA/DMS systems,
automate the station, etc.

## Table_117
0 | 1 | 2 | 3 | 4 | 5
Number of
No. | Line name | x | km | Note
circuits
Phase 2025-2030
Quang Binh - Branch to Vung Ang
New construction, connecting to 500
1 | - | 4 | x | 5
kV Quang Binh substation
Quang Tri (*)
New construction, in case Quang Tri
Quang Tri Thermal Power Plant -
2 | 2 | x | 17 | Thermal Power Plant continues to be
Quang Tri
implemented
| Quang Tri – Branch to Vung Ang - |  |  |  | New construction and connecting to
3 | 4 | x | 6
| Da Nang | 500 kV Quang Tri substation
Quang Tri 2 Switching Station –
4 | 4 | x | 5 | New construction
Branch to Quang Trach – Doc Soi
Lao Bao (Huong Hoa) - Quang Tri
5 | 2 | x | 31 | New construction
2 switching station
| Xebanghieng Thermal Power Plant |  |  |  | New construction, import electricity
6 | 2 | x | 20
| Cluster (Laos) - Lao Bao (*) | from Laos
Newly build and synchronize Hai
Lang LNG Phase 1. In case Quang Tri
Thermal Power Plant is behind
schedule, build first the Hai Lang -
LNG Hai Lang - Quang Tri
7 | 2 | x | 6 | Quang Tri LNG line, about 23km long,
Thermal Power Plant
connecting Hai Lang LNG Phase 1 and
Quang Tri Thermal Power Plant,
connecting to Hai Lang - Quang Tri
LNG line (double circuits).
New construction, detailed connection
| The middle of Central Region 1 | plan, length, cross-section and route
8 | pumped storage hydropower | 2 | x | 30 | direction of the power line will be
| connection (*) |  |  |  | determined accurately during the
project implementation phase.
New construction, detailed connection
| The middle ofl Central Region 2 | plan, length, cross-section and route
9 | pumped storage hydropower | 2 | x | 30 | direction of the power line will be
| connection (*) |  |  |  | determined accurately during the
project implementation phase.
Thanh My - Branch to Quang
10 | 4 | x | 45 | New construction
Trach – Doc Soi
New construction, Electricity installed
11 | Monsoon - Thanh My | 2 | x | 22
TI/2025
12 | CGGT Dung Quat - Doc Soi | 2 | x | 8 | New construction
13 | CGGT Central Region - Doc Soi | 2 | x | 20 | New construction
14 | CGGT Dung Quat – Binh Dinh | 2 | x | 207 | New construction
| Kon Ray - Branch to Doc Soi - |  |  |  | New construction and connect to 500
15 | 4 | x | 5
| Pleiku 2(*) | kV Kon Ray substation
New construction, import electricity
16 | Hatsan - Kon Tum (*) | 2 | x | 100
from Laos
| Kon Tum – Branch to Thanh My - |  |  |  | New construction, connect to 500 kV
17 | 4 | x | 5
| Pleiku 2 | Kon Tum substation
laly Hydropower Plant Expansion -
18 | 1 | x | 2 | New construction
Ialy Hydropower Plant
Nhon Hoa – Branch to Pleiku –
19 | 2 | x | 4 | New construction
Dak Nong
Dak Lak 1 Renewable Enery-
20 | 4 | x | 20 | New construction
Krong Buk (*)

## Table_118
0 | 1 | 2 | 3 | 4 | 5
21.0 | Krong Buk - Tay Ninh 1 | 2 | x | 314 | New construction
| Krong Buk – Branch to Pleiku 2 - |  |  |  | New construction and connecting to
22.0 | 4 | x | 2
| Chon Thanh | 500 kV Krong Buk substation
23.0 | Van Phong - Binh Dinh | 2 | x | 238 | New construction
24.0 | Binh Dinh - Krong Buk | 2 | x | 216 | New construction
Phu Yen 1 Renewable Energy -
25.0 | 2 | x | 30 | New construction
Tuy Hoa (*)
| Tuy Hoa - Branch to Van Phong - |  |  |  | New construction and connecting to
26.0 | 4 | x | 5
| Binh Dinh | 500 kV Tuy Hoa substation
Estimated connection volume and
27.0 | capacity relieving of renewable |  |  | 200 | New construction, renovation
energy sources
Reserve for additional
28.0 | 500 kV new construction and |  |  | 200 | New construction, renovation
renovation
Phase 2031-2035
Quang Tri Renewable Energy -
1.0 | 2 | x | 31 | New construction
Quang Tri 2 Switching Station (*)
New construction, detailed connection
| The middle Central Region 1 | plan, length, cross-section and route
2.0 | HVDC converter station | 6 | x | 20 | direction of the power line will be
| connection (*) |  |  |  | determined accurately during the
project implementation phase.
Renovate Danang -Doc Soi into 2
3.0 | 2 | x | 100 | Renovation
Circuits
| Huong Thuy – Branch to Quang |  |  |  | New construction and connecting to
4.0 | 4 | x | 5
| Tri - Da Nang | 500 kV Huong Thuy substation
Phong Dien – branch to Hoa Lien -
5.0 | 4 | x | 10 | New construction
Quang Tri 2 Switching Station
| Hoa Lien - Branch to Quang Tri 2 |  |  |  | New construction and connecting to
6.0 | 4 | x | 5
| Switching Station - Thanh My | 500 kV Hoa Lien substation
New construction, detailed connection
| The middle of Central Region 3 | plan, length, cross-section and route
7.0 | pumped storage hydropower | 2 | x | 30 | direction of the power line will be
| connection (*) |  |  |  | determined accurately during the
project implementation phase.
New construction, detailed connection
The Middle of Central Region 2
plan, length, cross-section and route
HVDC converter station
8.0 | 4 | x | 20 | direction of the power line will be
connection
determined accurately during the
(*)
project implementation phase.
New construction, detailed connection
| The Middle of Central Region 4 | plan, length, cross-section and route
9.0 | Pumped Storage Hydropower | 2 | x | 30 | direction of the power line will be
| Connection 4 (*) |  |  |  | determined accurately during the
project implementation phase.
Mang Yang - Branch to GT Dung
10.0 | 4 | x | 5 | New construction
Quat - Krong Buk (*)
New construction, in case of high
development of renewable energy
sources in the Central Highlands, on
Dak Lak 1 Renewable Energy
the basis of renewable energy sources
11.0 | Power Plant – HVDC the Middle | 2 | x | 350
allocated to localities according to
of Central Region 2 (*)
Document No. 1649/BCT-DL of the
Ministry of Industry and Trade dated
March 5, 2025
la Blu – Branch to Pleiku 2 - Krong
12.0 | 2 | x | 4 | New construction
Buk (*)
13.0 | Dak Lak 2 Renewable Power Plant | 4 | x | 30 | New construction

## Table_119
0 | 1 | 2 | 3 | 4 | 5
Branch to Krong Buk - Chon
hanh (*)
| ak Nong 2 – Branch to Krong |  |  |  | New construction and connecting to
14 | 2 | x | 30.0
| uk - Tay Ninh (*) | 500 kV Dak Nong 2 substation
New construction, reserve for high-
yield renewable energy development
in the Central Highlands, based on
| enovation of Dak Nong - Cau | renewable energy sources allocated to
15 | 2 | x | 180.0
| ong from 1 circuit into 2 circuits | localities according to Document No.
1649/BCT-DL of the Ministry of
Industry and Trade dated March 5,
2025
ien Khanh -Branch to Van Phong
16 | 4 | x | 5.0 | New construction
- Thuan Nam
enovating Thanh My - Pleiku 2
17 | 2 | x | 199.0 | New construction
nto 2 circuits
stimated connection volume and
18 | apacity relieving of renewable |  |  | 200 | New construction, renovation
nergy sources
eserve for new and renovated 500
19 |  |  | 200.0 | New construction, renovation
V lines

## Table_120
0 | 2 | 3 | 4
No. | Substation name | Capacity (MVA) | Note
I | Phase 2025-2030
1 | Dong Hoi | 375 | Renovation and capacity improvement
2 | Ba Don | 500 | Renovation and capacity improvement
New construction, relieving of renewable
3 | Le Thuy (*) | 750
energy capacity
Renovation, capacity improvment, and
4 | Lao Bao | 750
relieving of renewable energy capacity
5 | Dong Ha | 500 | Renovation and capacity improvement
6 | Huong Linh | 250 | New construction
7 | Huong Tan | 500 | Renovation and capacity improvement
8 | Dong Nam | 250 | New construction
9 | Phong Dien | 500 | Renovation and capacity improvement
10 | Chan May | 250 | New construction
11 | Huong Thuy | 250 | New construction
12 | Lien Chieu | 500 | New construction
13 | Danang Airport | 250 | New construction
14 | Tien Sa | 250 | New construction
15 | Tam Ky | 500 | Renovation and capacity improvement
16 | Thanh My | 500 | Renovation and capacity improvement
17 | Tranh River 2 | 500 | Renovation and capacity improvement
18 | Duy Xuyen | 250 | Renovation and capacity improvement
19 | Tam Hiep | 250 | New construction
20 | Dien Ban | 250 | New construction
21 | Nam Hoi An | 250 | New construction
22 | Nuoc Long Hydropower | 275 | Renovation and capacity improvement
23 | Dung Quat 2 | 500 | New construction
24 | Quang Ngai 2 | 250 | New construction
25 | Phuoc An | 500 | Renovation and capacity improvement
26 | Phu My | 375 | Renovation and capacity improvement
27 | Nhon Hoi | 500 | New construction
New construction, power supply for Phu
28 | Phu My 2 | 500
My Industrial Zone
29 | Tuy Hoa | 500 | Renovation and capacity improvement

## Table_121
0 | 1 | 2 | 3
30.0 | Song Cau | 250.0 | New construction
New construction, power supply for steel
31.0 | Nam Phu Yen | 750.0
loads
32.0 | Van Phong | 500.0 | Renovation and capacity improvement
33.0 | Van Ninh | 250.0 | New construction
34.0 | Cam Thinh | 250.0 | New construction
35.0 | Bo Y | 250.0 | New construction
36.0 | Pleiku | 500.0 | Renovation and capacity improvement
37.0 | Chu Se | 500.0 | Renovation and capacity improvement
38.0 | An Khe | 500.0 | Renovation and capacity improvement
39.0 | Pleiku 2 500 kV cascad | 250.0 | New construction
40.0 | Krong Pa | 250.0 | New construction
New construction, relieving renewable
41.0 | Gia Lai 1 (*) | 500.0
energy capacity
42.0 | Krong Ana | 375.0 | Renovation and capacity improvement
43.0 | Cascaded Krong Buk 500 kV | 500.0 | New construction
44.0 | Ea Kar | 250.0 | New construction
45.0 | Dak Nong | 500.0 | Renovation and capacity improvement
46.0 | Dak Nong 2 | 500.0 | New construction
47.0 | Aluminum electrolysis | 1184.0 | New construction
48.0 | Quang Binh 1 (*) | 500.0 | New construction
New construction, relieving renewable
49.0 | Quang Binh 2 (*) | 500.0
energy capacity
New construction, relieving renewable
50.0 | Quang Tri 1 (*) | 250.0
energy capacity
New construction, relieving renewable
51.0 | Quang Tri 2 (*) | 500.0
energy capacity
New construction, relieving renewable
52.0 | Quang Ngai 1 Renewable Energy (*) | 500.0
energy capacity
New construction, relieving renewable
53.0 | Kon Tum 1 (*) | 750.0
energy capacity
New construction, relieving renewable
54.0 | Kon Tum 2 (*) | 750.0
energy capacity
New construction, relieving renewable
55.0 | Kon Tum 3 (*) | 750.0
energy capacity
New construction, relieving renewable
56.0 | Mang Yang (*) | 500.0
energy capacity
New construction, relieving renewable
57.0 | Gia Lai 2 (*) | 500.0
energy capacity
New construction, relieving renewable
58.0 | Ea Hleo Renewable Energy (*) | 500.0
energy capacity
59.0 | Ea Hleo | 500.0 | New construction
New construction, relieving renewable
60.0 | Dak Nong 3 (*) | 500.0
energy capacity
New construction, power supply for Hoai
61.0 | Hoai My | 500.0
My Industrial Zone
New construction, relieving renewable
62.0 | Phu Yen 1 (*) | 500.0
energy capacity
New construction, relieving renewable
63.0 | Quang Binh 3 (*) | 500.0
energy capacity
New construction, relieving renewable
64.0 | Dak Lak 1 Renewable Energy (*) | 500.0
energy capacity
New construction, relieving renewable
65.0 | Dak Lak 2(*) | 500.0
energy capacity
New construction, relieving renewable
66.0 | Dak Lak 3 Power Plant (*) | 500.0
energy capacity
New construction, relieving renewable
67.0 | Dak Song | 500.0
energy capacity
68.0 | Binh Dinh 1 (*) | 500.0 | New construction, relieving renewable

## Table_122
0 | 1 | 2 | 3
energy capacity
New construction, relieving renewable
69 | Phu Yen 2 (*) | 500
energy capacity
New construction, relieving renewable
70 | Phu Yen 3 (*) | 500
energy capacity
Reserve capacity of 220 kV
New construction, renovation for capacity
71 | substation for load growth and power | 1000
improvement
source development
New construction, including but not
limited to projects: Replacement,
installation of reactors, capacitors, SVC,
SVG, FACTS equipment, BESS,
synchronous compensators...; expand
feeder bays in substation, renovate to
Projects to improve the ability to
increase capacity, improve graphs of
72 | control and operate power stations
substations in a flexible manner; install
and power systems
short-circuit current limiters, replace and
upgrade devices to resist short-circuit
currents, establish automatic circuit;
install, replace equipment, control system,
SCADA/ EMS, SCADA/DMS systems,
automate the station, etc.
II | Phase 2031-2035
1 | Dong Hoi | 500 | Renovation and capacity improvement
2 | Huong Linh | 500 | Renovation and capacity improvement
3 | Dong Nam | 500 | Renovation and capacity improvement
4 | Huong Thuy | 500 | Renovation and capacity improvement
5 | Hai Chau | 500 | Renovation and capacity improvement
6 | Danang Airport | 500 | Renovation and capacity improvement
7 | Duy Xuyen | 375 | Renovation and capacity improvement
8 | Tam Hiep | 500 | Renovation and capacity improvement
9 | Doc Soi | 375 | Renovation and capacity improvement
10 | Phu My | 500 | Renovation and capacity improvement
11 | Van Ninh | 500 | Renovation and capacity improvement
12 | Cam Thinh | 500 | Renovation and capacity improvement
13 | Bo Y | 500 | Renovation and capacity improvement
Renovation, capacity improvement, and
14 | Gia Lai 1 (*) | 750
relieving renewable energy capacity
15 | Krong Ana | 500 | Renovation and capacity improvement
16 | Ea Kar | 500 | Renovation and capacity improvement
Renovation, capacity improvement, and
17 | Quang Tri 1 (*) | 500
relieving renewable energy capacity
New construction, relieving renewable
18 | Quang Tri 3 (*) | 250
energy capacity
New construction, relieving renewable
19 | Quang Tri 4 (*) | 500
energy capacity
Renovation, capacity improvement, and
20 | Mang Yang (*) | 750
relieving renewable energy capacity
Renovation, capacity improvement, and
21 | Gia Lai 2 (*) | 750
relieving renewable energy capacity
22 | The middle of Central Region | 500 | New construction
New construction, relieving renewable
23 | Hue 1 Renewable Energy (*) | 500
energy capacity
New construction, relieving of renewable
24 | Hue 2 Renewable Energy (*) | 500
energy capacity
New construction, relieving renewable
25 | Kon Tum 4 (*) | 500
energy capacity
New construction, relieving renewable
26 | Kon Tum 5 (*) | 500
energy capacity

## Table_123
0 | 1 | 2 | 3
New construction, relieving renewable
27 | Gia Lai 3 (*) | 500.0
energy capacity
New construction, relieving renewable
28 | Gia Lai 4 (*) | 500.0
energy capacity
Renovation, capacity improvement, and
29 | Dak Lak 1 Renewable Energy (*) | 750.0
relieving renewable energy capacity
Renovation, capacity improvement, and
30 | Dak Lak 2 Renewable Energy (*) | 750.0
relieving renewable energy capacity
Renovation, capacity improvement, and
31 | Dak Lak 3 Renewable Energy (*) | 750.0
relieving renewable energy capacity
New construction, relieving renewable
32 | Dak Lak 4 Renewable Energy (*) | 750.0
energy capacity
New construction, relieving renewable
33 | Dak Lak 5 Renewable Energy (*) | 750.0
energy capacity
New construction, relieving renewable
34 | Dak Lak 6 Renewable Energy (*) | 750.0
energy capacity
New construction, relieving renewable
35 | Dak Lak 7 Renewable Energy (*) | 750.0
energy capacity
New construction, relieving renewable
36 | Dak Nong 4 (*) | 750.0
energy capacity
Reserve capacity of 220 kV
New construction, renovation for capacity
37 | substation for load growth and power | 2000.0
improvement
source development
New construction, including but not
limited to projects: Replacement,
installation of reactors, capacitors, SVC,
SVG, FACTS equipment, BESS,
synchronous compensators...; expand
feeder bays in substation, renovate to
Projects to improve the ability to
increase capacity, improve graphs of
38 | control and operate power stations
substations in a flexible manner; install
and power systems
short-circuit current limiters, replace and
upgrade devices to resist short-circuit
currents, establish automatic circuit;
install, replace equipment, control system,
SCADA/ EMS, SCADA/DMS systems,
automate the station, etc.

## Table_124
0 | 1 | 2 | 3 | 4 | 5
Number of
| Line name | x | km | Note
No. | circuits
Phase 2025-2030
| Ba Don - Branch to Vung Ang - |  |  |  | New construction, switching on
1 | 2 | x | 3
| Dong Hoi | circuit 2
| Le Thuy – Branch to Dong Hoi - | New construction, connecting to
2 | 4 | x | 2
| Dong Ha | 220 kV Le Thuy substation
B&T1 Wind Power – Branch to
3 | 4 | x | 10 | New construction
Dong Hoi - Dong Ha Circuit 2
| Quang Binh 500 kV – Branch to |  |  |  | New construction, connecting to
4 | 4 | x | 5
| Dong Hoi - Dong Ha | 500 kV Quang Binh substation
Increasing load capacity of Dong
5 | 2 | x | 108 | Renovation
Hoi - Dong Ha
Quang Binh 1 - Quang Binh
6 | 2 | x | 21 | New construction
500 kV (*)
Quang Binh 2 - Quang Binh
7 | 2 | x | 25 | New construction
500 kV (*)
Quang Binh 3 - Quang Binh
8 | 2 | x | 25 | New construction
500 kV (*)
500 kV Quang Tri substation
New construction, connecting to
9 | branching to Dong Ha - Hue and | 6 | x | 6
500 kV Quang Tri substation
Dong Ha - Phong Dien
New construction, connecting to
10 | Quang Tri 500 kV – Dong Nam | 2 | x | 27
220 kV Dong Nam substation
Renovation, Dong Ha - Quang Tri
11 | Dong Ha - Hue circuit 3 | 1 | x | 78
500 kV - Hue
| TNC Quang Tri 1 Wind Power – |  |  |  | New construction, relieving
12 | 1 | x | 11
| Hương Tan | renewable energy capacity
New construction, relieving
13 | Huong Linh - Lao Bao | 1 | x | 12
renewable energy capacity
| LIG Huong Hoa 1 Wind Power - |  |  |  | New construction, relieving
14 | 1 | x | 13
| Huong Tan | renewable energy capacity
| LIG Huong Hoa 2 Wind Power – |  |  |  | New construction, relieving
15 | 1 | x | 8
| LIG Huong Hoa 1 | renewable energy capacity
New construction, when Lao Bao
500 kV substation comes into
16 | Savan 1 Wind Power - Lao Bao | 2 | x | 17 | operation, change the connection
to Lao Bao (Huong Hoa) 500 kV
substation
New construction, connecting to
500 kV Lao Bao (Huong Hoa)
17 | 4 | x | 5 | 500 kV Lao Bao (Huong Hoa)
-Branch to Lao Bao - Dong Ha
substation
| 500 kV Lao Bao (Huong Hoa) |  |  |  | New construction, connecting to
18 | - Branch to Tai Tam - Lao Bao | 2 | x | 5 | 500 kV Lao Bao (Huong Hoa)
| Road |  |  |  | substation
19 | Quang Tri 1 - Quang Tri 500 kV (*) | 2 | x | 10 | New construction
20 | Quang Tri 2 - Lao Bao 500 kV (*) | 2 | x | 10 | New construction
| Chan May – Branch to Hoa Khanh - |  |  |  | New construction, connecting to
21 | 4 | x | 5
| Hue | 220 kV Chan May substation
Phong Dien - Branch to Dong Ha -
22 | 2 | x | 5 | New construction
Hue (2nd circuit)
| Huong Thuy – Branch to Hue - Hoa |  |  |  | New construction, connecting to
23 | 4 | x | 2
| Khanh | 220 kV Huong Thuy substation
Increasing load capacity of Hue -
24 | 2 | x | 82 | Renovation
Hoa Khanh

## Table_125
0 | 1 | 2 | 3 | 4 | 5
Increasing load capacity of Da Nang
25.0 | 2 | x | 100 | Renovation
- Tam Ky - Doc Soi
| Lien Chieu - Branch to Hoa Khanh - |  |  |  | New construction, connecting to
26.0 | 4 | x | 3
| Hue | 220 kV Lien Chieu substation
27.0 | Hai Chau - Ngu Hanh Son | 2 | x | 11 | New construction
| Tien Sa - Branch to Hai Chau - Ngu |  |  |  | New construction, connecting to
28.0 | 2 | x | 3
| Hanh Son | 220kV Tien Sa substation
New construction, connecting to
Da Nang Airport – Branch to Hoa
29.0 | 2 | x | 5 | 220 kV Da Nang Airport
Khanh - Da Nang
substation
30.0 | Dien Ban - Nam Hoi An | 2 | x | 24 | New construction
| Tam Hiep – Branch to Tam Ky – |  |  |  | New construction, connecting to
31.0 | 4 | x | 1
| Doc Soi | 220 kV Tam Hiep substation
New construction, connect to 220
32.0 | Da Nang 500 kV - Dien Ban | 2 | x | 12
kV Dien Ban substation
Nam Emoun Hydropower Plant -
33.0 | 1 | x | 51 | New construction
Dak Ooc Switching Station
| Increasing load capacity of Dak Ooc |  |  |  | Renovate and increase electricity
34.0 | 2 | x | 31
| - Thanh My | import from Laos
New construction, 500 kV Thanh
35.0 | Thanh My - Duy Xuyen | 2 | x | 69
My - Duy Xuyen substation
| Dak Ooc 220 kV Switching Station |  |  |  | New construction, increase
36.0 | 2 | x | 10
| - Song Bung 2 Hydropower Plant | electricity import from Laos
Phuoc An - Branch to An Khe
37.0 | Hydropower Plant - | 2 | x | 2 | Renovation
Quy Nhon (1st circuit)
New construction, connecting to
38.0 | CCGT Dung Quat - Dung Quat 2 | 2 | x | 6
220 kV Dung Quat 2 substation
39.0 | Dung Quat - Dung Quat 2 | 2 | x | 3 | New construction
Renovation and consideration of
Increasing load capacity of Doc Soi
40.0 | 2 | x | 8 | new construction plan for Doc Soi
- Dung Quat
– CCGT Dung Quat section
New construction, adjusting the
| CCGT Dung Quat – Branch to Doc | scale to 2x3 in case of new
41.0 | 4 | x | 3
| Soi - Dung Quat | construction of Doc Soi – CCGT
Dung Quat section
Quang Ngai 2 – Branch to Doc Soi -
42.0 | 4 | x | 2 | New construction
Quang Ngai
Quang Ngai 1 Renewable Energy –
43.0 | 4 | x | 2 | New construction
Branch to Quang Ngai - Phu My (*)
Increasing load capacity of Son Ha -
44.0 | 2 | x | 46 | Renovation
Doc Soi
Increasing load capacity of Quang
45.0 | 2 | x | 60 | Renovation
Ngai - Doc Soi
Replace phase conductor of 1st
46.0 | circuit of Quang Ngai - Quy Nhon | 1 | x | 140 | Renovation
(Phuoc An) line
220 kV Bo Y switching station - Bo
New construction
47.0 | Y | 2 | x | 30
48.0 | Bo Y - Kon Tum | 2 | x | 51 | New construction
Dak Mi 1 Hydropower Plant - Dak
New construction
49.0 | My 2 Hydropower Plant | 1 | x | 15
Dak Lo 3 Hydropower Plant -
50.0 | Branch to Thuong Kon Tum - | 4 | x | 1 | New construction
Quang Ngai
| 500 kV Kon Ray – Branch to |  |  |  | New construction, connecting to
51.0 | 4 | x | 5
| Thuong Kon Tum - Kon Tum | 500 kV Kon Ray substation
52.0 | Thuong Kon Tum - Kon Tum | 2 | x | 82 | New construction
53.0 | Increasing load capacity of Kon | 2 | x | 36 | Renovation

## Table_126
0 | 1 | 2 | 3 | 4 | 5
Tum - Pleiku
500 kV Kon Tum - Branch to Bo Y-
54.0 | 4 | x | 5 | New construction
Kon Tum (*)
55.0 | Kon Tum 1 - Kon Tum 500 kV (*) | 2 | x | 26 | New construction
56.0 | Kon Tum 2 - Kon Ray 500 kV (*) | 2 | x | 30 | New construction
57.0 | Kon Tum 3 - 500 kV Kon Ray (*) | 2 | x | 30 | New construction
58.0 | Son Ha – Thuong Kon Tum | 2 | x | 35 | New construction
Increasing load capacity of Pleiku -
59.0 | DSK An Khe - An Khe Hydropower | 1 | x | 98 | Renovation
Plant
Chu Se – Branch to Pleiku 2 -
60.0 | 2 | x | 2 | New construction
Krong Buk (2nd circuit)
61.0 | Pleiku 2 - Krong Buk 2nd Circuit | 1 | x | 120 | Renovation
62.0 | Krong Pa - Chu Se | 2 | x | 63 | New construction
la Le 1 Wind Power Plant - Branch
63.0 | 2 | x | 6 | New construction
to Krong Buk - Pleiku 2 (2nd circuit)
Ia Boong Wind Power Plant –
64.0 | Branch to Chu Prong - | 1 | x | 8 | New construction
Nhon Hoa 1 Wind Power
Mang Yang - Branch to An Khe
65.0 | 2 | x | 5 | New construction
Hydropower Plant - Pleiku (*)
66.0 | Gia Lai 1 - Pleiku 3 (*) | 2 | x | 20 | New construction
67.0 | Gia Lai 2 - Nhon Hoa (*) | 2 | x | 20 | New construction
Krong Buk 500 kV - Krong
68.0 | 2 | x | 27 | New construction
Buk
69.0 | Krong Buk - Nha Trang 2nd Circuit | 1 | x | 150 | Renovation
Ea Kar - Branch to Krong Buk -
70.0 | 4 | x | 2 | New construction
Nha Trang
Increasing load capacity of Srepok 3
71.0 | 1 | x | 34 | Renovation
Hydropower Plant - Buon Kuop
Ea Hleo Renewable Energy - 500
72.0 | 1 | x | 12 | New construction
kV Ea Nam (*)
Ea Hleo - Branch to Krong Buk -
73.0 | 4 | x | 5 | New construction
Chu Se
Song Ba Ha Hydropower Plant -
74.0 | 2 | x | 115 | New construction
Krong Buk 500 kV
Krong Buk Wind Power – Branch to
75.0 | 2 | x | 1 | New construction
Krong Buk – 2nd Circuit of Pleiku 2
Dak Lak 1 Renewable Energy - 500
76.0 | kV Dak Lak 1 Renewable Energy | 2 | x | 20 | New construction
(*)
Dak Lak 2 Renewable Energy - 500
77.0 | kV Dak Lak 1 Renewable Energy | 2 | x | 20 | New construction
(*)
Dak Lak 3 Renewable Energy - 500
78.0 | kV Dak Lak 1 Renewable Energy | 2 | x | 20 | New construction
(*)
Increasing load capacity of Buon
79.0 | Kuop - Buon Tua Shra - Dak Nong | 1 | x | 112 | Renovation
500 kV
Dak Nong 2 - Branch to Buon Kuop
80.0 | 2 | x | 10 | New construction
- Buon Tua Srah
81.0 | Dak Nong 3 - Dak Nong 500 kV | 1 | x | 12 | New construction
Dak Song – Branch to Dak Nong -
82.0 | 2 | x | 4 | New construction
Buon Kuop
Increasing load capacity of Pleiku 2
83.0 | 1 | x | 98 | New construction
- Phuoc An
84.0 | Phuoc An - Nhon Hoi | 2 | x | 22 | New construction
85.0 | Binh Dinh 500 kV – Branch to | 4 | x | 5 | New construction

## Table_127
0 | 1 | 2 | 3 | 4 | 5
Phuoc An - Phu My
Binh Dinh 500 kV – Branch to An
86 | Khe - Quy Nhon and Pleiku 2 - | 4 | x | 35 | New construction
Phuoc An
87 | Phu My 2 - Phu My | 2 | x | 20 | New construction
Phu My - Branch to Phuoc An -
88 | 2 | x | 2 | Renovation
Quang Ngai (2nd circuit )
Hoai My - Branch to Phu My -
89 | 4 | x | 5 | New construction
Quang Ngai
90 | Binh Dinh 1 - Binh Dinh 500 kV (*) | 2 | x | 20 | New construction
Increasing load capacity of Tuy Hoa
91 | 2 | x | 118 | Renovation
- Van Phong - Nha Trang
92 | Tuy Hoa - Phuoc An | 2 | x | 93 | New construction
93 | HBRE An Tho - Tuy Hoa | 1 | x | 16 | New construction
Increasing load capacity of Tuy Hoa
94 | 1 | x | 90 | Renovation
- Quy Nhon
New construction, Phase 1:
Connected via existing 220 kV
| Connection to 220 kV Song Cau | Tuy Hoa - Quy Nhon line. Phase
95 | 4 | x | 5
| Substation | 2: Connected via 2 circuits of 220
kV Tuy Hoa - Phuoc An as soon
as this line is put into operation.
| Nam Phu Yen – Branch to Nha |  |  |  | New construction, power supply
96 | 4 | x | 4
| Trang - Tuy Hoa | to steel load
97 | Phu Yen 1- Tuy Hoa 500kV (*) | 2 | x | 21 | New construction
| Tuy Hoa 500 kV – Branch to Tuy |  |  |  | New construction, connecting to
98 | 4 | x | 5
| Hoa - Phuoc An | 500 kV Tuy Hoa substation
Phu Yen 2 - Phu Yen 1 500 kV
99 | 2 | x | 21 | New construction
renewable energy (*)
Phu Yen 3 - Phu Yen 1 500 kV
100 | 2 | x | 21 | New construction
renewable energy (*)
Van Ninh - Branch to Van Phong -
101 | 4 | x | 2 | New construction
Tuy Hoa
500 kV Van Phong – Branch to Tuy
102 | Hoa - Van Phong 220 kV (2nd | 2 | x | 26 | New construction
circuit)
Cam Thinh – Branch to Cam Ranh -
103 | 4 | x | 3 | New construction
Thap Cham
Van Phong 500 kV - Van
104 | 2 | x | 20 | New construction
220 kV
New construction and connection
of Se San 3 Expanded
Hydropower Plant according to
| Se San 3 Hydropower Plant | the proposal of EVN's Official
105 | Expansion – Branch to Se San 3A- | 2 | x | 2 | Letter No. 862/EVN-KH dated
| Se San 3 |  |  |  | February 11, 2025. The specific
connection plan will be finalized
during the project implementation
phase.
New construction and connection
of Se San 4 Hydropower Plant
Expansion as proposed in EVN's
Se San 4 Hydropower Plant
Official Letter No. 862/EVN-KH
106 | Expansion – Branch to Pleiku - | 2 | x | 1
dated February 11, 2025. The
Se San 4
specific connection plan will be
finalized during the project
implementation phase.
| Srepok 3 Hydropower Plant |  |  |  | New construction and connection
107 | 2 | x | 1
Expansion – Branch to Srepok 3 | of Srepok 3 Hydropower Plant

## Table_128
0 | 1 | 2 | 3 | 4 | 5
| Hydropower Plant - Buon Kuop |  |  |  | Expansion as proposed in EVN's
Official Letter No. 862/EVN-KH
dated February 11, 2025. The
specific connection plan will be
finalized during the project
implementation phase.
New construction and connection
of Buon Kuop Hydropower Plant
Expansion as proposed in EVN's
Buon Kuop Hydropower Plant
Official Letter No. 862/EVN-KH
108.0 | Expansion – Branch to Buon Kuop - | 2 | x | 1
dated February 11, 2025. The
Krong Ana
specific connection plan will be
finalized during the project
implementation phase.
The project is included in
Decision No. 500/QD-TTg dated
March 15, 2023. Newly and
Dak ND'rung 1,2,3 Wind Power-
109.0 | 2 | x | 18 | synchronously construct Dak
Dak Nong 500 kV
ND'rung 1,2,3 power plants in
case these power plants are
eligible for implementation.
Estimated connection volume and
110.0 | capacity relieving of renewable |  |  | 500 | New construction, renovation
energy sources
Reserve for new and renovated 220
111.0 |  |  | 500 | New construction, renovation
kV lines
Phase 2031-2035
CCGT Quang Tri – Branch to Dong
1.0 | 2 | x | 5 | New construction
Nam- 500 kV Quang Tri
Quang Tri 3 - Quang Tri Renewable
2.0 | 2 | x | 16 | New construction
Energy 500 kV (*)
Quang Tri 4 - Quang Tri Renewable
3.0 | Energy | 2 | x | 20 | New construction
500 kV (*)
Huong Thuy - Hue – connect to
4.0 | 2 | x | 19 | New construction
Phong Dien
Phong Dien 500 kV – Branch to
5.0 | 4 | x | 2 | New construction
Phong Dien - Hue
Hue 1 Renewable Energy - Phong
6.0 | 2 | x | 20 | New construction
Dien 500 kV (*)
Hue 2 Renewable Energy - Phong
7.0 | 2 | x | 20 | New construction
Dien 500 kV(*)
Da Nang 500 kV – Branch to Ngu
8.0 | 2 | x | 8 | New construction
Hanh Son - Duy Xuyen
Hoa Khanh – Branch to Hai Chau -
9.0 | 2 | x | 1 | New construction
Da Nang
500 kV Hoa Lien - Hoa Khanh –
10.0 | 2 | x | 6 | New construction
Connect to Lien Chieu
| 500 kV Hoa Lien – Branch to Hoa |  |  |  | New construction and connecting
11.0 | 4 | x | 6
| Khanh - Hai Chau | to 500 kV Hoa Lien substation
Song Tranh 2 Hydropower Plant
12.0 | Expansion - Song Tranh 2 | 1 | x | 1 | New construction
Hydropower Plant
Renovating to increase the load
13.0 | 1 | x | 30 | Renovation
capacity of Duy Xuyen - Da Nang
Renovating to increase the load
14.0 | capacity of Duy Xuyen - Ngu Hanh | 1 | x | 50 | Renovation
Son - Da Nang
15.0 | Renovating to increase the load | 2 | x | 20 | Renovation

## Table_129
0 | 1 | 2 | 3 | 4 | 5
capacity of Thanh My 500 kV -
Thanh My
16 | Kon Tum 4 - Kon Tum 500 kV (*) | 2 | x | 30 | New construction
17 | Kon Tum 5 - Kon Ray 500 kV (*) | 2 | x | 30 | New construction
Mang Yang 500 kV – Branch to An
18 | 2 | x | 10 | New construction
Khe - Pleiku 2 (*)
Mang Yang 500 kV - branch to An
19 | 2 | x | 10 | New construction
Khe - Pleiku (*)
la Blu 500 kV – Branch to Chu Se -
20 | 4 | x | 20 | New construction
Krong Buk (*)
21 | Gia Lai 3 - Mang Yang 500 kV (*) | 2 | x | 20 | New construction
22 | Gia Lai 4 - Mang Yang 500 kV (*) | 2 | x | 20 | New construction
Dak Lak 4 Renewable Energy -
23 | 2 | x | 20 | New construction
Easup Solar Energy (*)
Dak Lak 5 Renewable Energy - Dak
24 | Lak 2 Renewable Energy 500 kV | 2 | x | 20 | New construction
(*)
Dak Lak 6 Renewable Energy - Dak
25 | Lak 2 Renewable Energy 500 kV | 2 | x | 20 | New construction
(*)
Dak Lak 7 Renewable Energy - Dak
26 | Lak 2 Renewable Energy 500 kV | 2 | x | 20 | New construction
(*)
Dak Nong 4 - Dak Nong 2 500 kV
27 | 2 | x | 12 | New construction
(*)
| Dien Khanh – Branch to Nha Trang |  |  |  | New construction, connecting to
28 | 4 | x | 7
| - Cam Ranh | 500 kV Dien Khanh substation
New construction and connection
of Song Tranh Hydropower Plant
Expansion as proposed in EVN's
| Connecting Song Tranh | Official Letter No. 862/EVN-KH
29 | 2 | x | 5
| Hydropower Plant Expansion | dated February 11, 2025. The
specific connection plan will be
finalized during the project
implementation phase.
New construction and connection
of Se San 3A Power Plant
Expansion as proposed in
Se San 3A Hydropower Plant
Document No. 11/BC-UBND of
Expansion - Branch to Se San 3
30 | 2 | x | 2 | Kon Tum Provincial People's
Hydropower Plant - Se San 3A
Committee dated January 13,
Hydropower Plant
2025. The specific connection
plan will be finalized during the
project implementation phase.
Estimated connection volume and
31 | capacity relieving of renewable |  |  | 500 | New construction, renovation
energy sources
Reseive for new and renovated 220
32 |  |  | 500 | New construction, renovation
kV lines

## Table_130
0 | 1 | 2 | 3
No. | Project | Capacity (MVA) | Note
I | Phase 2025-2030
1 | Di Linh | 1800 | Renovation and capacity improvement
2 | Thuan Nam | 2700 | Renovation and capacity improvement
3 | Ninh Son | 2700 | New construction, flexible operating diagram design
4 | Son My | 900 | New construction
5 | Hong Phong (*) | 1800 | New construction, relieving renewable energy
New construction, synchronized with scale and progress of
6 | NTB 1 (*) | 2700
offshore wind power source in South Central Vietnam
7 | Cau Bong | 2700 | Renovation and capacity improvement
8 | Cu Chi | 1800 | New construction
9 | Chon Thanh | 1800 | Renovation and capacity improvement
10 | Tay Ninh 1 | 1800 | New construction
11 | Tay Ninh 2 | 900 | New construction
12 | Tan Dinh | 2700 | Renovation and capacity improvement
13 | Tan Uyen | 2700 | Renovation and capacity improvement
14 | Binh Duong 1 | 1800 | New construction
New construction and backup connection of South Central -
15 | Binh Duong 2 | Switching station
South inter-regional transmission lines
16 | Song May | 2700 | Renovation and capacity improvement
17 | Long Thanh | 1800 | Renovation and capacity improvement
18 | Dong Nai 2 | 1800 | New construction
19 | Phu My | 900 | Renovation and capacity improvement
20 | Bac Chau Duc | 1800 | New construction
| Duc Hoa | 1800 | Renovation and capacity improvement
22 | Long An | 1800 | New construction
23 | Ben Tre (*) | 900 | New construction, relieving renewable energy
24 | Thot Not | 1800 | New construction
25 | Duyen Hai | 1350 | Renovation and capacity improvement
New construction, in case of high development of renewable
energy sources in Tra Vinh province, on the basis of
26 | Tra Vinh 1 (*) | 1800 | renewable energy sources allocated to localities according to
Document No. 1649/BCT-DL of the Ministry of Industry and
Trade dated March 5, 2025
27 | Long Phu | 1800 | Renovation and capacity improvement
28 | Soc Trang (*) | 1800 | New construction, relieving renewable energy
29 | Bac Lieu (*) | 1800 | New construction, relieving renewable energy
30 | Ca Mau (*) | 1800 | New construction, relieving renewable energy
Substation reserve
capacity for load
Reserve for new 500 kV substation construction and capacity
31 | growth and source | 3600
upgrade
development in the
South
Including but not limited to projects: Replacement, installation
of reactors, capacitors, SVC, SVG, FACTS equipment, BESS,
| Projects to improve | synchronous compensators...; expand feeder bays in
| the ability to control | substation, renovate to increase capacity, improve graphs of
32 | and operate power |  | substations in a flexible manner; install short-circuit current
| stations and power |  | limiters, replace and upgrade devices to resist short-circuit
| systems | currents, establish automatic circuit; install, replace
equipment, control system, SCADA/ EMS, SCADA/DMS
systems, automate the station, etc.
II | Phase 2031-2035
New construction, synchronized aluminum smelting load
1 | Lam Dong | 1800 | (according to the request in Document No. 23/SCT-QLNL
dated January 4, 2025 of the Department of Industry and Trade

## Table_131
0 | 1 | 2 | 3
of Lam Dong province)
500kV Ninh Thuan 1
2 | 1800 | New construction, relieving renewable energy
(*)
500kV Ninh Thuan 2
3 | 1800 | New construction, relieving renewable energy
(*)
4 | Hong Phong (*) | 2700 | Renovation and capacity improvement
New construction, synchronized with scale and progress of
5 | NTB 2 (*) | 1800
offshore wind power source in South Central Vietnam
New construction, synchronized with scale and progress of
6 | NTB 3 (*) | 1800
offshore wind power source in South Central Vietnam
7 | Cu Chi | 2700 | Renovation and capacity improvement
8 | Da Phuoc | 2700 | New construction, flexible operating diagram design
9 | Thu Duc City | 1800 | New construction
10 | Chon Thanh | 2700 | Renovation and capacity improvement
11 | Loc Ninh (*) | 2700 | New construction, relieving renewable energy
12 | Tay Ninh 2 | 1800 | Renovation and capacity improvement
13 | Tay Ninh 3 (*) | 900 | New construction, relieving renewable energy
14 | Binh Duong 1 | 2700 | Renovation and capacity improvement
Installing transformer at 500 kV Binh Duong 2 Switching
15 | Binh Duong 2 | 2700
Station
16 | Long Thanh | 2700 | Renovation and capacity improvement
17 | Dong Nai 4 (*) | 2700 | New construction, relieving renewable energy
18 | Long Dien | 1800 | New construction
19 | Long An 2 | 900 | New construction
20 | Dong Thap | 1800 | New construction
21 | An Giang | 1800 | New construction
22 | Tien Giang | 1800 | New construction
23 | Ben Tre (*) | 1800 | Renovation and capacity improvement
24 | Thot Not | 2700 | Renovation and capacity improvement
25 | Duyen Hai | 1800 | Renovation and capacity improvement
26 | Tra Vinh 2 (*) | 900 | New construction, relieving renewable energy
Substation reserve
capacity for load
Reserve for new 500 kV substation construction and capacity
27 | growth and source | 3600
upgrade
development in the
South
Including but not limited to projects: Replacement, installation
of reactors, capacitors, SVC, SVG, FACTS equipment, BESS,
| Projects to improve | synchronous compensators...; expand feeder bays in
| the ability to control | substation, renovate to increase capacity, improve graphs of
28 | and operate power |  | substations in a flexible manner; install short-circuit current
| stations and power |  | limiters, replace and upgrade devices to resist short-circuit
systems | currents, establish automatic circuit; install, replace
equipment, control system, SCADA/ EMS, SCADA/DMS
systems, automate the station, etc.

## Table_132
0 | 1 | 2 | 3 | 4 | 5
Number
No. | Line name | of | x | km | Note
circuits
I | Phase 2025-2030
| Ninh Son - Branch to Van Phong I |  |  |  | New construction, connecting to 500 kV Ninh
1 | 4 | x | 18
| Thermal Power Plant - Thuan Nam | Son substation
New construction, relieving power source
capacity. Replace the 500 kV Thuan Nam -
Chon Thanh transmission line approved in
2 | Ninh Son - Chon Thanh | 2 | x | 275
Document No. 1891/TTg-CN dated December
27, 2018 to facilitate investment, construction,
management and operation.
New construction and synchronizing Bac Ai
| Bac Ai Pumped Storage | Pumped Storage Hydropower, replacing 500 kV
3 | 2 | x | 25
| Hydropower – Ninh Son | Bac Ai Pumped Storage Hydropower – Branch
to Van Phong - Thuan Nam line
| Phuoc Hoa Pumped Storage |  |  |  | New construction, synchronized with Phuoc
4 | 2 | x | 25
| Hydropower - Ninh Son | Hoa Pumped Storage Hydropower
| Hong Phong - Branch to Vinh Tan |  |  |  | New construction, synchronized with the scale
5 | 4 | x | 10
| - Song May | and progress of regional power sources
New construction, synchronized with Son My II
6 | Son My - Bac Chau Duc | 2 | x | 80
Thermal Power Plant
| Vinh Tan III Thermal Power Plant |  |  |  | New construction, synchronized with Vinh Tan
7 | 2 | x | 1
| - Vinh Tan | III Thermal Power Plant
New construction, synchronized with LNG Ca
8 | LNG Ca Na - Thuan Nam | 2 | x | 30
Na
New construction and synchronized with Ninh
Thuan Nuclear Power Plant 1. Consider
connecting to Binh Duong 500kV Substation 1.
Connecting Ninh Thuan 1
9 | 2 | x | 300 | In case of high power development in the South
(relieving capacity to the South)
Central region, consider developing a
transmission grid with voltage level of 765-1000
kV
New construction, synchronize with Ninh Thuan
Ninh Thuan 1 Nuclear Power Plant
1 Nuclear Power Plant. Consider transition
10 | Connection | 4 | x | 15
connection on 500kV Thuan Nam - Vinh Tan
line.
| Ninh Thuan 2 Nuclear Power Plant |  |  |  | New construction, synchronize with Ninh Thuan
11 | Connection | 2 | x | 60 | 2 Nuclear Power Plant. Consider connection to
Ninh Son 500kV Substation
New construction and synchronize with Ninh
Thuan 2 Nuclear Power Plant. Consider
| Connecting Ninh Thuan 2 Nuclear | connecting to Binh Duong 2 500kV Station. In
12 | Power Plant (relieving capacity to | 2 | x | 325 | case of high power development in the South
| the South) |  |  |  | Central region, consider developing a
transmission grid with voltage level of 765-
^1000 kV.
New construction, synchronize with the scale
and progress of offshore wind power sources in
the South Central region. The length, cross-
13 | NTB 1 - Hong Phong (*) | 2 | x | 20 | section and direction of the line will be precisely
determined during the project implementation
phase, depending on the results of the actual sea
survey.
| Tay Ninh 1 – Branch to Chon |  |  |  | New construction, connecting to 500 kV Tay
14 | 4 | x | 2
Thanh - Duc Hoa | Ninh 1 substation

## Table_133
0 | 1 | 2 | 3 | 4 | 5
| Tay Ninh 2 - Branch to Chon |  |  |  | New construction, connecting to 500 kV Tay
15 | 2 | x | 30
| Thanh - Tay Ninh 1 | Ninh 2 substation
Bac Chau Duc - Branch to Phu My
New construction and connecting to 500 kV Bac
16 | - Song May and Phu My - Long | 4 | x | 11
Chau Duc substation
Thanh
Increasing the load capacity of the
Improve and enhance the ability to relieve
17 | 500 kV Bac Chau Duc - Song May | 1 | x | 58
regional power source capacity
transmission line
Increasing the load capacity of the
| 500 kV Bac Chau Duc - Long | Improve and enhance the ability to relieve
18 | 1 | x | 92
| Thanh - Song May transmission | regional power source capacity
line
Increasing the load capacity of 500
| kV Phu My - Nha Be and Phu My | Improve and enhance the ability to relieve
19 | 2 | x | 43
| - Nhon Trach 4 Power Plant - Nha | regional power source capacity
Be
| Cu Chi – Branch to Chon Thanh - |  |  |  | New construction and connecting to 500 kV Cu
20 | 2 | x | 16
| Duc Hoa | Chi substation
| Binh Duong 1 - Branch to Song |  |  |  | New construction, connecting to 500 kV Binh
21 | 2 | x | 35
| May - Tan Dinh | Duong 1 substation
New construction, create loop circuit to improve
22 | Binh Duong 1 - Chon Thanh | 2 | x | 17
regional power supply reliability
| Binh Duong 2 - Branch to Tay |  |  |  | New construction, connect to 500 kV Binh
23 | 4 | x | 5
| Ninh 1 - Chon Thanh | Duong 2 switching station
New construction, transition on circuit 3,4 500
Dong Nai 2 - Branch to Vinh Tan -
24 | 4 | x | 5 | kV Vinh Tan - Song May branch - Tan Uyen
Song May
line
| Nhon Trach 4 Power Plant – |  |  |  | New construction, synchronize with Nhon Trach
25 | 2 | x | 4
| Branch to Phu My - Nha Be | 4 Power Plant
New construction, strengthening regional power
transmission. Proposal to select appropriate
Long Thanh – Branch to Bac Chau
26 | 2 | x | 17 | cross-section for the 500 kV Bac Chau Duc -
Duc - Song May
Song May transmission line after renovation to
increase load capacity.
New construction, change the connection to My
27 | Duc Hoa - Chon Thanh | 2 | x | 104
Tho - Chon Thanh
New construction, connect to Duc Hoa 500 kV
500 kV Duc Hoa - Phu Lam
28 | 2 | x | 13 | station to relay on the remaining circuit of Phu
branch - Cau Bong (2nd circuit)
Lam - Cau Bong 500 kV line
| Long An – Branch to Nha Be - My |  |  |  | New construction, connecting to 500 kV Long
29 | 2 | x | 1
| Tho | An substation
Upgrading to increase loading capacity,
Increase the load capacity of 500
30 | 2 | x | 24 | relieving capacity of LNG Bac Lieu and
kV line Duc Hoa - Cau Bong
renewable energy sources in the Southwest
New construction, in case of high development
of renewable energy sources in Tra Vinh
province, on the basis of renewable energy
31 | 500 kV Tra Vinh 1 - Song Hau (*) | 2 | x | 65
sources allocated to localities according to
Document No. 1649/BCT-DL of the Ministry of
Industry and Trade dated March 5, 2025
New construction, connecting to Ben Tre 500
kV substation, change the connection to Da
32 | 500 kV Ben Tre - Long An (*) | 2 | x | 55
Phuoc 500 kV substation in the period 2031-
2035
New construction and strengthen the
33 | O Mon - Thot Not | 2 | x | 35 | transmission grid in the Southwest region;
relieving capacity of O Mon Power Center
| Song Hau II Thermal Power Plant |  |  |  | New construction, synchronize with Song Hau
34 | 2 | x | 1
- Song Hau | II Thermal Power Plant

## Table_134
0 | 1 | 2 | 3 | 4 | 5
New construction, relieving LNG Bac Lieu
capacity and renewable energy sources in the
35 | Thot Not - Duc Hoa | 2 | x | 135
Southwest, consider switching the connection to
Cau Bong to limit short circuit current
New construction, synchronize with LNG Bac
36 | LNG Bac Lieu - Thot Not | 2 | x | 130
Lieu
| 500 kV Bac Lieu - LNG Bac Lieu |  |  |  | New construction, relieving renewable energy
37 | 2 | x | 20
| Branch - Thot Not (*) | sources
| 500 kV Ca Mau – Branch to 500 |  |  |  | New construction, relieving renewable energy
38 | 2 | x | 67
| kV Bac Lieu (*) | sources
39 | 500 kV Soc Trang - Long Phu (*) | 2 | x | 40 | New construction, relieving renewable energy
| Reserve for the construction and |  |  |  | Reserve for load growth and power source
40 |  |  | 450
| renovation of 500 kV lines | development
II | Phase 2031-2035
| 500 kV Ninh Thuan 1 – Branch to |  |  |  | New construction, synchronized with the scale
1 | 2 | x | 50
| Van Phong - Ninh Son (*) | and progress of regional power sources
New construction, synchronized with the scale
and progress of regional power sources.
| 500 kV Ninh Thuan 2 - Thuan | Consider changing the connection to the South
2 | 2 | x | 50
| Nam turn - Ninh Son (*) | Central Coast HVDC Converter Station when
the South Central - North HVDC transmission
system appears.
New construction, connecting to HVDC
| Connection of HVDC Converter | converter station in South Central Coast,
3 |  |  | 160
| Station in South Central Coast | consideration of connection to Ninh Thuan 1
and Ninh Thuan 2 power plants
Don Duong – Branch to Ninh
New construction, synchronized with Don
4 | Thuan 2 Nuclear Power Plant - | 4 | x | 20
Duong Industrial Zone
Binh Duong 2
New construction, synchronized with the scale
5 | Hong Phong - Long Thanh (*) | 2 | x | 130
and progress of regional power sources
New construction, synchronized with the scale
and progress of offshore wind power sources in
the South Central region. The length, cross-
NTB 2 - Branch to Hong Phong -
6 | 4 | x | 25 | section and direction of the line will be precisely
Long Thanh (*)
determined during the project implementation
phase, depending on the results of the actual sea
survey.
New construction, synchronized with the scale
and progress of offshore wind power sources in
the South Central region. The length, cross-
7 | NTB 3 - Dong Nai 2 (*) | 2 | x | 80 | section and direction of the line will be precisely
determined during the project implementation
phase, depending on the results of the actual sea
survey.
Connecting 765-H000 kV South
New construction, in case of high development
8 | Central 1 Substation to the |  |  | 200
of South Central power source
regional 500 kV grid
Connecting 765-H000 kV South
New construction, in case of high development
9 | Central 2 Substation to the |  |  | 200
of South Central power source
regional 500 kV grid
| 500 kV Lam Dong – Branch to |  |  |  | New construction, connecting to 500 kV Lam
10 | 4 | x | 10
| Ninh Son - Chon Thanh | Dong substation
| 500 kV Tay Ninh 3-500 kV Tay |  |  |  | New construction, relieving renewable energy
11 | 2 | x | 20
| Ninh 2 (*) | sources
New construction, relieving renewable energy
12 | Loc Ninh - Chon Thanh (*) | 2 | x | 60
sources
| Long Dien - Branch to LNG Long |  |  |  | New construction, connecting to 500 kV Long
13 | 2 | x | 10
Son - Bac Chau Duc | Dien substation

## Table_135
0 | 1 | 2 | 3 | 4 | 5
| LNG Long Son - Bac Chau |  |  |  | New construction, synchronized with Long Son
14 | 2 | x | 36
| Duc | LNG, depending on power source progress
500 kV Dong Nai 4 - Branch to
15 | 2 | x | 15 | New construction, relieving renewable energy
Song May - Tan Dinh (*)
| Da Phuoc - Branch to Phu Lam - |  |  |  | New construction and connecting to 500 kV Da
16 | 2 | x | 8
| Nha Be | Phuoc station
New construction, change the connection to Ben
17 | Da Phuoc - Long An | 2 | x | 10
Tre 500 kV substation
New construction, connecting to 500 kV iThu
18 | Thu Duc City - Long Thanh | 2 | x | 25
Duc city station
Connecting 765-H000 kV Nam Bo
New construction, in case of high development
19 | 1 Station to the regional 500 kV | 4 | x | 200
of South Central power source
grid
Connecting 765-H000 kV Nam Bo
New construction, in case of high development
20 | 2 Station to the regional 500 kV | 4 | x | 200
of South Central power source
grid
| Tien Giang -Branch to O Mon - |  |  |  | New construction and connecting to 500 kV
21 | 4 | x | 5
| My Tho | Tien Giang substation
New construction, synchronize with LNG Long
22 | LNG Long An II - Long An | 2 | x | 15
An II
| Long An 2 - Branch to Song Hau - |  |  |  | New construction, connecting to 500 kV Long
23 | 2 | x | 13
| Duc Hoa | An 2 substation
24 | 500 kV Tra Vinh 2 - Duyen Hai | 4 | x | 1 | New construction, relieving renewable energy
25 | 500 kV Tra Vinh 2 - Ben Tre | 2 | x | 60 | New construction, relieving renewable energy
26 | Dong Thap - Tay Ninh 1 | 2 | x | 112 | New construction
27 | An Giang - Dong Thap | 2 | x | 65 | New construction
28 | 500 kV Bac Lieu - An Giang (*) | 2 | x | 115 | New construction
| Reserved for the construction and |  |  |  | Reserved for load growth and power source
29 |  |  | 500
renovation of 500 kV lines | development

## Table_136
0 | 1 | 2 | 3
No. | Project | Capacity (MVA) | Note
I | Phase 2025-2030
1 | Bao Loc | 500 | Renovation and capacity improvement
2 | Duc Trong | 500 | Renovation and capacity improvement
3 | Ta Nang (*) | 250 | New construction, relieving renewable energy
New construction, synchronize with Alumina
factory in Lam Dong (according to the request
4 | Bao Lam | 250 | in Document No. 23/SCT-QLNL dated January
4, 2025 of Lam Dong Provincial Department of
Industry and Trade)
New construction, synchronize with Alumina
factory in Lam Dong (according to the request
5 | Da Huoai | 250 | in Document No. 23/SCT-QLNL dated January
4, 2025 of Lam Dong Provincial Department of
Industry and Trade)
6 | Da Nhim Hydropower Plant | 375 | Renovation and capacity improvement
7 | Phuoc Thai | 750 | Renovation and capacity improvement
8 | Da Nhim switching station | Switching station | New construction
9 | Ca Na | 500 | New construction
New construction, synchronize with specialized
10 | Dong Quan The | 480
load
11 | Ham Thuan Hydropower Plant | 125 | Renovation and capacity improvement
12 | Dai Ninh Hydropower Plant | 250 | Renovation and capacity improvement
13 | Ham Thuan Nam | 500 | New construction
14 | Vinh Hao | 500 | Renovation and capacity improvement
15 | Hoa Thang (*) | 500 | New construction
16 | Cascaded Hong Phong 500 kV | 500 | New construction
17 | Wind Power 1 Binh Thuan (*) | 250 | New construction, relieving renewable energy
18 | Tan Son Nhat | 500 | New construction
19 | Dam Sen | 500 | New construction
20 | Thu Thiem | 500 | New construction
21 | Binh Chanh 1 | 500 | New construction
22 | Ba Queo (Vinh Loc) | 500 | New construction
23 | District 7 | 500 | New construction
24 | Nam Hiep Phuoc | 500 | New construction
25 | District 9 | 500 | New construction
26 | Tay Bac Cu Chi | 250 | New construction
27 | Phu Hoa Dong | 250 | New construction
28 | Can Gio | 500 | New construction
29 | Phuoc Long | 500 | Renovation and capacity improvement
30 | East Binh Phuoc (*) | 500 | New construction, relieving renewable energy
New construction, synchronize with Binh
Phuoc Alumina factory (according to the
31 | Binh Phuoc Alumina | 500 | request in Document No. 1058/UBND-TH
dated March 11, 2025 of Binh Phuoc Provincial
People's Committee)
32 | Dong Xoai | 250 | New construction
33 | Tan Bien | 500 | Renovation and capacity improvement
34 | Phuoc Dong | 500 | New construction
35 | Tay Ninh 3 | 250 | New construction
36 | Tan Dinh | 750 | Renovation and capacity improvement
37 | Ben Cat 2 | 500 | New construction
38 | Tan Dinh 2 | 500 | New construction
39 | An Thanh (VSIP) | 500 | New construction

## Table_137
0 | 1 | 2 | 3
40.0 | Binh My | 500.0 | New construction
41.0 | BacTan Uyen | 500.0 | New construction
42.0 | Lai Uyen | 500.0 | New construction
43.0 | Phu Giao | 500.0 | New construction
44.0 | Tri An Hydropower | 500.0 | Renovation and capacity improvement
45.0 | Tam Phuoc | 500.0 | Renovation and capacity improvement
46.0 | Thong Nhat | 500.0 | New construction
47.0 | Nhon Trach Industrial Zone | 500.0 | New construction
48.0 | Long Khanh | 500.0 | Renovation and capacity improvement
49.0 | Ho Nai | 500.0 | New construction
50.0 | Dau Giay | 500.0 | New construction
51.0 | Bien Hoa | 500.0 | New construction
52.0 | Dong Nai 3 (*) | 750.0 | New construction, relieving renewable energy
53.0 | Dong Nai 4 (*) | 750.0 | New construction, relieving renewable energy
54.0 | Ba Ria | 250.0 | Renovation and capacity improvement
55.0 | Phu My 3 Industrial Zone | 500.0 | New construction
56.0 | Phuoc Thuan (Dat Do) | 500.0 | New construction
57.0 | Long Son | 250.0 | New construction
58.0 | Can Duoc | 500.0 | Renovation and capacity improvement
59.0 | Duc Hoa 2 | 500.0 | New construction
60.0 | Cascaded Duc Hoa 500 kV | 500.0 | New construction
New construction and replace Duc Hoa 3 220
kV substation in Power Plan VIII (according to
61.0 | Ben Luc 2 (Duc Hoa 3) | 500.0 | EVNNPT's proposal in Document No.
781/EVNNPT-KH+DT dated February 21,
2025)
62.0 | Tan Lap | 250.0 | New construction
63.0 | Kien Tuong | 250.0 | New construction
64.0 | Lap Vo | 250.0 | New construction
65.0 | Hong Ngu | 250.0 | New construction
66.0 | Long Xuyen | 500.0 | Renovation and capacity improvement
67.0 | Cho Moi | 250.0 | New construction
68.0 | Chau Thanh (An Giang) | 250.0 | New construction
69.0 | Cai Lay | 500.0 | Renovation and capacity improvement
70.0 | My Tho | 500.0 | Renovation and capacity improvement
71.0 | Tan Phuoc (Cai Be) | 500.0 | New construction
72.0 | Go Cong | 500.0 | New construction
73.0 | Vinh Long 3 | 250.0 | New construction
74.0 | Mo Cay | 500.0 | Renovation and capacity improvement
75.0 | Binh Dai (*) | 500.0 | New construction, relieving renewable energy
76.0 | Thanh Phu (*) | 500.0 | New construction, relieving renewable energy
77.0 | An Bien (Vinh Thuan) | 500.0 | New construction
78.0 | Phu Quoc | 500.0 | New construction
79.0 | Tra Noc | 500.0 | Renovation and capacity improvement
80.0 | O Mon | 500.0 | Renovation and capacity improvement
81.0 | Chau Thanh (Hau Giang) | 500.0 | Renovation and capacity improvement
82.0 | Tra Vinh | 500.0 | Renovation and capacity improvement
New construction, synchronized with the
83.0 | Tra Vinh 3 | 450.0
development progress of specialized loads
84.0 | Tran De (*) | 500.0 | New construction, relieving renewable energy
85.0 | Bac Lieu | 375.0 | Renovation and capacity improvement
86.0 | Gia Rai | 250.0 | Renovation and capacity improvement
87.0 | Hoa Binh (*) | 500.0 | New construction
88.0 | Bac Lieu 3 (*) | 500.0 | New construction, relieving renewable energy
New construction, synchronized with the
89.0 | Ca Mau 3 | 450.0
development progress of specialized load
90.0 | Nam Can | 500.0 | New construction
91.0 | Substation reserve capacity for | 3500.0 | Reserve for new 220 kV substation construction

## Table_138
0 | 1 | 2 | 3
| load growth and source |  | and capacity upgrade
development in the South
Install short-circuit current
limiting reactors including but
not limited to the busbars of
92 | 500 kV Vinh Tan, Bac Chau |  | Limit short circuit current
Duc, and Ba Queo substations
(220 kV Ba Queo - Dam Sen
line reactors)
Flexible busbar diagram
renovation, busbar
| segmentation including but not | Limit short circuit current, increase power
93
| limited to 500 kV Duc Hoa, O | supply reliability
Mon, Ninh Phuoc, Long Thanh,
Cu Chi substations
Including but not limited to projects:
Replacement, installation of reactors,
capacitors, SVC, SVG, FACTS equipment,
BESS, synchronous compensators...; expand
feeder bays in substation, renovate to increase
Projects to improve the ability
capacity, improve graphs of substations in a
94 | to control and operate power
flexible manner; install short-circuit current
stations and power systems
limiters, replace and upgrade devices to resist
short-circuit currents, establish automatic
circuit; install, replace equipment, control
system, SCADA/ EMS, SCADA/DMS systems,
automate the station, etc.
II | Phase 2031-2035
1 | Dalat | 250 | New construction
2 | 220 kV Ninh Thuan 1 (*) | 750 | New construction, relieving renewable energy
3 | 220 kV Ninh Thuan 2 (*) | 750 | New construction, relieving renewable energy
4 | 220 kV Ninh Thuan 3 (*) | 750 | New construction, relieving renewable energy
5 | Wind Power 1 Binh Thuan (*) | 500 | Renovation and capacity improvement
6 | Hong Liem (*) | 250 | New construction, relieving renewable energy
7 | Tay Bac Cu Chi | 500 | Renovation and capacity improvement
8 | Phu Hoa Dong | 500 | Renovation and capacity improvement
9 | Binh Chanh 2 | 500 | New construction
10 | Hoc Mon 2 | 500 | New construction
11 | Cascaded Thu Duc City 500 kV | 750 | New construction
12 | Cascaded Da Phuoc 500 kV | 750 | New construction
13 | Dong Binh Phuoc (*) | 750 | Renovation and capacity improvement
14 | Dong Xoai | 500 | Renovation and capacity improvement
15 | Hon Quan | 250 | New construction
16 | 220 kV Binh Phuoc 1 (*) | 750 | New construction, relieving renewable energy
17 | 220 kV Binh Phuoc 2 (*) | 750 | New construction, relieving renewable energy
18 | Tay Ninh | 750 | Renovation and capacity improvement
19 | Tay Ninh 2 | 750 | Renovation and capacity improvement
20 | Ben Cau | 500 | New construction
21 | Tay Ninh 3 | 500 | Renovation and capacity improvement
22 | Tan Chau 1 (*) | 500 | New construction, relieving renewable energy
23 | My Phuoc | 750 | Renovation and capacity improvement
24 | Uyen Hung | 750 | Renovation and capacity improvement
25 | Bon Cat | 750 | Renovation and capacity improvement
26 | Tan Uyen | 750 | Renovation and capacity improvement
27 | Ben Cat 2 | 750 | Renovation and capacity improvement
28 | Tan Dinh 2 | 750 | Renovation and capacity improvement
29 | An Thanh (VSIP) | 750 | Renovation and capacity improvement
30 | Binh My | 750 | Renovation and capacity improvement
31 | Ben Cat 3 | 750 | New construction

## Table_139
0 | 1 | 2 | 3
32 | Bau Bang | 750 | New construction
Cascaded Binh Duong 2 500
33 | 750 | New construction
kV
34 | Long Thanh | 750 | Renovation and capacity improvement
35 | An Phuoc | 750 | Renovation and capacity improvement
36 | Tam Phuoc | 750 | Renovation and capacity improvement
37 | Nhon Trach Industrial Zone | 750 | Renovation and capacity improvement
38 | Bien Hoa | 750 | Renovation and capacity improvement
39 | Dong Nai 3 (*) | 1000 | Renovation and capacity improvement
40 | Dong Nai 4 (*) | 1000 | Renovation and capacity improvement
41 | Cascaded Long Thanh 500 kV | 750 | New construction
42 | Long Thanh 2 Industrial Zone | 750 | New construction
43 | Cascaded Dong Nai 2 500 kV | 750 | New construction
44 | Long Son | 500 | Renovation and capacity improvement
45 | Phu My City | 500 | New construction
46 | Vung Tau 2 | 500 | New construction
47 | Cascaded Duc Hoa 500 kV | 750 | Renovation and capacity improvement
48 | Tan Lap | 500 | Renovation and capacity improvement
49 | Can Giuoc | 500 | New construction
50 | Kien Tuong | 500 | Renovation and capacity improvement
51 | Cascaded Long An 2 500 kV | 500 | New construction
52 | Lap Vo | 500 | Renovation and capacity improvement
53 | Hong Ngu | 500 | Renovation and capacity improvement
54 | Cascaded Dong Thap 500 kV | 250 | New construction
55 | Cho Moi | 500 | Renovation and capacity improvement
56 | Chau Thanh (An Giang) | 500 | Renovation and capacity improvement
57 | Cascaded An Giang 500 kV | 250 | New construction
58 | Tan Phuoc (Cai Be) | 750 | Renovation and capacity improvement
59 | Cascaded Tien Giang 500 kV | 500 | New construction
60 | Vinh Long 3 | 500 | Renovation and capacity improvement
61 | Ba Tri | 500 | New construction
62 | Vinh Quang | 250 | New construction
63 | Thot Not | 500 | Renovation and capacity improvement
64 | Vi Thanh | 250 | New construction
65 | Duyen Hai | 500 | Renovation and capacity improvement
66 | Bac Lieu | 500 | Renovation and capacity improvement
67 | Gia Rai | 500 | Renovation and capacity improvement
68 | Bac Lieu 4 (*) | 500 | New construction, relieving renewable energy
69 | Ca Mau 4 | 250 | New construction, relieving renewable energy
Substation reserve capacity for
Reserve for new 220 kV substation construction
70 | load growth and source | 3500
and capacity upgrade
development in the South
Including but not limited to projects:
Replacement, installation of reactors,
capacitors, SVC, SVG, FACTS equipment,
BESS, synchronous compensators...; expand
feeder bays in substation, renovate to increase
Projects to improve the ability
capacity, improve graphs of substations in a
71 | to control and operate power
flexible manner; install short-circuit current
stations and power systems
limiters, replace and upgrade devices to resist
short-circuit currents, establish automatic
circuit; install, replace equipment, control
system, SCADA/ EMS, SCADA/DMS systems,
automate the station, etc.

## Table_140
0 | 1 | 2 | 3 | 4 | 5
Number
No. | Line name | of | x | km | Note
circuits
I | Phase 2025-2030
| 2nd Circuit Bao Loc - Song |  |  |  | Renovate 1st circuit, build 2nd circuit,
1 | 2 | x | 118
| May | improve reliability
220 kV Da Nhim Switching
New construction, synchronized with 220 kV
2 | Station – Branch to Thap | 2 | x | 1
Da Nhim switching station
Cham - Da Nhim
New construction, relieving the power
source in the area. Replacing the project to
renovate the 220 kV Da Nhim - Duc Trong -
220 kV Da Nhim switching
3 | 2 | x | 96 | Di Linh line from 01 circuit to 02 circuits
station - Duc Trong - Di Linh
due to difficulties in cutting off power to
construct the existing line and not being able
to expand the 220 kV Da Nhim substation.
Dong Nai 2 Hydropower -
Branch to Duc Trong - Di Linh
| and change the connection | New construction and renovation, forming
| (Duc Trong - Dong Nai 2 | the 220 kV single circuit Duc Trong - Dong
4 | Hydropower instead of Duc | 1 | x | 15 | Nai 2 - Di Linh substation to replace the 220
| Trong - Di Linh), renovate and |  |  |  | kV double circuit Dong Nai 2 - Di Linh
| increase the load capacity of | substation
220 kV transmission line Dong
Nai 2 Hydropower - Di Linh
Duc Trong - Branching to 220
New construction, relieving regional power
5 | kV Da Nhim switching station | 2 | x | 1
source
- Di Linh
New construction, synchronized with the
6 | Bao Lam - Bao Loc | 2 | x | 25 | progress of the Alumina factory in Lam
Dong
New construction, synchronized with the
Da Huoai - Branch to Bao Loc
7 | 2 | x | 2 | progress of the Alumina factory in Lam
- Dinh Quan
Dong
New construction, synchronized with Duc
Trong wind power plant. The location and
adjusted connection plan of Duc Trong wind
power plant are proposed in Document No.
3225/BCT-DL dated June 9, 2022,
Document No. 4777/BCT-DL dated August
| Duc Trong Wind Power - Da | 11, 2022, Document No. 6660/BCT-DL
8 | 2 | x | 1
| Nhim - Duc Trong (*) | dated October 26, 2022 of the Ministry of
Industry and Trade and Document No.
835/TTg-CN dated September 22, 2022 of
the Prime Minister. Synchronously operate
with the 220 kV transmission line of Da
Nhim - Duc Trong - Di Linh switching
station.
New construction and connect to 220 kV Ta
Nang substation on 220 kV Duc Trong - Di
Ta Nang – Branch to Duc
9 | 2 | x | 20 | Linh line (new construction circuit).
Trong - Di Linh (*)
Synchronized with the scale and progress of
regional power sources
New construction, synchronize with power
| Connection of Da R'Sal | source. Document No. 23/SCT-QLNL dated
10 | 1 | x | 30
hydropower plant (**) | January 4, 2025 of Lam Dong Provincial
Department of Industry and Trade proposed

## Table_141
0 | 1 | 2 | 3 | 4 | 5
connecting Da R'Sal Power Plant to 220 kV
TC, 220 kV Buon Tua Srah Hydropower.
The specific connection plan will be
finalized during the project implementation
phase.
| 500 kV Ninh Son – Branch to |  |  |  | New construction and connect to 500 kV
11 | 4 | x | 27
| Thap Cham - Ninh Phuoc | Ninh Son substation
New construction, replace 220 kV Ninh
12 | 500 kV Ninh Son - Ninh Phuoc | 2 | x | 47 | Phuoc - Vinh Tan line due to difficulties in
route direction
| 500 kV Ninh Son - 220 kV Da |  |  |  | New construction, relieving regional power
13 | 2 | x | 18
| Nhim Switching Station | source
| Thap Cham - 220 kV Da Nhim |  |  |  | New construction, relieving regional power
14 | 2 | x | 46
| switching station | source
New construction, connecting to 220 kV Ca
15 | 500 kV Vinh Tan-Ca Na | 2 | x | 14
Na station
New construction, connecting to Phuoc Huu
Wind Power, replacing the 110 kV Phuoc
Huu Wind Power line - 110 Ky Ninh Phuoc
| Phuoc Huu Wind Power - 220 | as approved in Decision No. 3768/QD-BCT
16 | 1 | x | 2
| kV Ninh Phuoc (*) | dated July 27, 2011, as the 110 kV grid is not
capable of relieving. The 220 kV Phuoc Huu
Wind Power step-up station has a capacity of
63 MVA.
Dong Quan The – Branch to
New construction, synchronized with the
17 | Vinh Tan - 220 kV Quan The | 2 | x | 1
development progress of specialized load
switching station
New construction, synchronized with the
18 | Dong Quan The - Ca Na | 1 | x | 7
development progress of specialized load
New construction, synchronized with power
| Da Nhim Phase 2 Hydro Power | source. Proposed plan in Document No.
19 | Plant Expansion - 220 kV Da | 1 | x | 1 | 862/EVN-KH of EVN dated February 11,
| Nhim Distribution Yard |  |  |  | 2025. Specific connection plan is finalized
during project implementation phase.
New construction, connecting to Ham Tan
| Ham Tan - Branch to Phan | 220 kV station to relay on the remaining
20 | 2 | x | 6
| Thiet - Chau Duc (2nd circuit) | circuit of Phan Thiet - Tan Thanh 220 kV
line
| Ham Thuan Nam - Branch to |  |  |  | New construction and connecting to 220 kV
21 | 4 | x | 4
| Phan Thiet - Ham Tan | Ham Thuan Nam substation
| Hoa Thang - Branch to Phan |  |  |  | New construction, connecting to 220 kV Hoa
22 | 2 | x | 7
| Thiet - Phan Ri | Thang substation
Increasing load capacity of
23 | Ham Thuan - Da My - Xuan | 2 | x | 95 | Rennovate to increase load capacity
Loc
Increase Phan loading capacity
24 | 1 | x | 55 | Rennovate to increase load capacity
Thiet - Ham Thuan
New construction, connecting to Phuoc Thai
| Phuoc Thai - Branch to Vinh | 220 kV station to relay on the remaining
25 | 2 | x | 3
| Tan - Thap Cham (2nd circuit) | circuit of Vinh Tan - Thap Cham 220 kV
line, relieving power source in the area
| Hong Phong - Branch to Phan |  |  |  | New construction, synchronized with the
26 | 2 | x | 1
| Thiet - Phan Ri | scale and progress of regional power sources
Wind Power 1 Binh Thuan -
New construction, synchronized with the
27 | Branch to Vinh Tan - Phan | 2 | x | 4
scale and progress of regional power sources
Thiet (*)
Renovating to increase load capacity,
Increasing load capacity of
28 | 2 | x | 52 | unifying cross-section on the entire 220 kV
Phan Ri - Phan Thiet
Phan Ri - Phan Thiet line to relieve regional

## Table_142
0 | 1 | 2 | 3 | 4 | 5
power sources
| Phan Ri - 500 kV Hong |  |  |  | New construction, increased capacity to
29.0 | 2 | x | 16
| Phong | relieve regional power
| 500 kV Hong Phong - Phan Ri |  |  |  | New construction and connect to 500 kV
30.0 | 4 | x | 5
| branch - Phan Thiet | Hong Phong station
500 kV Son My – Branch to
31.0 | Ham Tan - Phuoc Thuan (Dat | 4 | x | 4 | New construction
Do)
| Increasing load capacity of the |  |  |  | Improve load capacity and relieve regional
32.0 | 2 | x | 32
| Binh Long - Chon Thanh | power sources
33.0 | Tan Bien - Tay Ninh | 2 | x | 25 | New construction
500 kV Tay Ninh 1 – Branch
34.0 | 4 | x | 8 | New construction
to Tay Ninh 2 - Trang Bang
500 kV Tay Ninh 1 - Phuoc
35.0 | 2 | x | 8 | New construction
Dong
New construction, synchronize with Binh
| Binh Phuoc Alumina – Branch | Phuoc Alumina factory (according to the
36.0 | to Phuoc Long - Aluminum | 2 | x | 15 | request in Document No. 1058/UBND-TH
| Electrolysis |  |  |  | dated March 11, 2025 of Binh Phuoc
Provincial People's Committee)
37.0 | Dong Xoai - Chon Thanh | 2 | x | 20 | New construction
| Binh Long - Chon Thanh (3rd |  |  |  | New construction, relieving regional power
38.0 | 2 | x | 32
| and 4th circuit) | source
Dong Binh Phuoc - Branch to
New construction, synchronized with the
39.0 | Binh Long - Aluminum | 4 | x | 12
scale and progress of regional power sources
electrolysis (*)
Increasing the load capacity of
Improve load capacity and relieve regional
40.0 | the 220 kV Chon Thanh 500 | 2 | x | 45
power sources
kV - My Phuoc line
Increasing the load capacity of
Improve load capacity and relieve regional
41.0 | the 220 kV My Phuoc - Tan | 2 | x | 17
power sources
Dinh 500 kV line
500 kV Tay Ninh 2 - Branch to
New construction, connecting to 220 kV side
42.0 | Dau Tieng Lake Solar Power - | 4 | x | 3
of 500 kV Tay Ninh 2 station
Tay Ninh
500 kV Tay Ninh 2 - Tay Ninh
New construction, connecting to 220 kV side
43.0 | (change the connection to Tan | 2 | x | 6
of 500 kV Tay Ninh 2 station
Bien)
Tay Ninh 3 - 500 kV Tay Ninh
44.0 | 2 | x | 16 | New construction
2
Increase Phu My - Long Thanh
45.0 | 2 | x | 25 | Upgrade to increase load capacity
load capacity
Increase Phu My - Tan Thanh
46.0 | 2 | x | 11 | Upgrade to increase load capacity
load capacity
Phu My 3 Industrial Zone -
47.0 | Branch to Tan Thanh - Chau | 4 | x | 1 | New construction
Duc
500 kV Bac Chau Duc –
48.0 | Branch to Chau Duc - Tan | 4 | x | 10 | New construction
Thanh
Phuoc Thuan (Dat Do) -
Branch to Phan Thiet - Tan
49.0 | 4 | x | 6 | New construction
Thanh and Ham Tan - Tan
Thanh
New construction, consider choosing a cross-
Long Son - Branch to Chau
section suitable for the cross-section of Chau
50.0 | Duc - Phu My 3 Industrial | 2 | x | 8
Duc 220 kV line - Phu My 3 Industrial Zone
Zone
after renovation
51.0 | Chau Duc - Branch to Ham | 2 | x | 2 | New construction, completion of connection

## Table_143
0 | 1 | 2 | 3 | 4 | 5
| Tan - Tan Thanh (2nd circuit) |  |  |  | of Chau Duc 220kV substation to 02 circuits
of Ham Tan - Tan Thanh 220kV
transmission line
Increasing Tan Thanh - Vung
52.0 | 2 | x | 30 | Upgrade to increase load capacity
Tau load capacity
Increasing the load capacity of
| Ham Tan - Chau Duc and Ham | Improve load capacity and relieve regional
53.0 | 2 | x | 60
| Tan - Da Bac Solar Power - | power sources
Chau Duc
54.0 | Cat Lai - Tan Cang | 2 | x | 15 | New construction
New construction, being a part of the 220-
55.0 | Binh Chanh 1 - Cau Bong | 2 | x | 21 | 110 kV Cau Bong - Binh Tan transmission
line project
56.0 | Tan Son Nhat - Thuan An | 2 | x | 15 | New construction
Tan Son Nhat - Turn Hoc Mon
57.0 | 2 | x | 9 | New construction
- Thu Duc
58.0 | Phu Lam - Dam Sen | 2 | x | 6 | New construction
Dam Sen - Ba Queo - Tan Son
59.0 | 2 | x | 10 | New construction
Nhat
500 kV Long Thanh – Cong
60.0 | 2 | x | 25 | New construction
Nghe Cao
New construction, change the connection to
500 kV Cu Chi – Branch to Cu
61.0 | 4 | x | 1 | 220 kV Cu Chi 500 kV - Trang Bang and Cu
Chi - Trang Bang
Chi 500 kV - Tan Dinh transmission lines
| 500 kV Cu Chi – Branch to Cu |  |  |  | New construction, change the connection to
62.0 | 2 | x | 1
| Chi - Tan Dinh | 220 kV Cu Chi 500 kV - 220 kV Cu Chi
Thu Thiem - Branch to Cat Lai
63.0 | 4 | x | 1 | New construction
- Tan Cang
New construction, connecting to 220 kV
station in District 7, in case the 220 kV
District 7 - Nha Be and
compartment at 500 kV station in Nha Be
expansion of 220 kV
64.0 | 2 | x | 6 | cannot be expanded, consider connecting
compartment at 500 kV Nha
District 7 – Branch to Nhon Trach 1&2
Be station
Thermal Power - Nha Be (2x7km), using
large cross-section
District 9 -Branch to Long
65.0 | 4 | x | 5 | New construction
Thanh – Cong Nghe Cao
| LNG Hiep Phuoc Phase I – |  |  |  | New construction, synchronize with LNG
66.0 | 4 | x | 3
| Branch to Phu My - Can Duoc | Hiep Phuoc phase I
Increasing the load capacity of
| the 220 kV Phu My - Can | Upgrade to increase loading capacity,
67.0 | 2 | x | 112
| Duoc - My Tho-My Tho 500 | synchronize with LNG Hiep Phuoc phase I
kV transmission line
Increase Phu My - Tan Thanh
68.0 | 2 | x | 11 | Upgrade to increase load capacity
load capacity
New construction, connection to Nam Hiep
| Nam Hiep Phuoc - Branch to | Phuoc 220 kV station. Proposal to select
69.0 | 4 | x | 2
| Phu My - Can Duoc | suitable cross-section for Phu My - Can
Duoc 220 kV line after renovation
Can Gio - Branch to Phu My -
70.0 | 2 | x | 28 | New construction
Nam Hiep Phuoc
Ben Cat 2 - Branch to Tan
71.0 | 4 | x | 1 | New construction
Dinh - Cu Chi
New construction and transition connection
Ben Cat 2 - Branch to Chon
72.0 | 2 | x | 20 | to 01 circuit of 220 kV Chon Thanh - Ben
Thanh - Ben Cat
Cat transmission line
Tan Dinh 2 - Branch to My
73.0 | 4 | x | 11 | New construction
Phuoc - Ben Cat
74.0 | 500 kV Binh Duong 1 – | 4 | x | 40 | New construction, connect to 500 kV Binh

## Table_144
0 | 1 | 2 | 3 | 4 | 5
| Branch to Uyen Hung - Song |  |  |  | Duong 1 substation
May
An Thanh (VSIP) – Branch to
75 | 4 | x | 3 | New construction
Tan Uyen - Thuan An
Binh My - Branch to Binh
76 | 4 | x | 3 | New construction
Duong 1 - Song May
Lai Uyen - Branch to Chon
77 | 4 | x | 1 | New construction
Thanh - Ben Cat
Bac Tan Uyen - Branch to
78 | 2 | x | 7 | New construction
Binh My - Song May
79 | Song May - Tam Phuoc | 2 | x | 14 | New construction
500 kV Dong Nai 2 – Branch
80 | 4 | x | 12 | New construction
to Xuan Loc - Long Thanh
New construction , synchronize with Nhon
Trach 3 Power Plant; replace Nhon Trach 3
Nhon Trach 3 Power Plant –
81 | 2 | x | 10 | Power Plant - Cat Lai Line (connection to
Branch to My Xuan - Cat Lai
Thu Duc) due to difficulties in the
construction direction of the line
| Nhon Trach 3 Power Plant - |  |  |  | New construction, synchronize with Nhon
82 | 2 | x | 44
| 500 kV Long Thanh | Trach 3 Power Plant
New construction, synchronize with the 220
kV station of Nhon Trach Industrial Zone. In
Nhon Trach Industrial Zone -
case Nhon Trach 3 Power Plant is behind
83 | Branch to Nhon Trach 3 Power | 4 | x | 3
schedule, consider building the 220 kV
Plant - 500 kV Long Thanh
transmission line of Nhon Trach - Long
Thanh Industrial Zone first.
Increasing the load capacity of
84 | Song May - Long Binh (1st | 1 | x | 16 | Upgrade to increase load capacity
circuit)
Increasing the load capacity of
85 | Song May - Long Binh (2nd | 1 | x | 25 | Upgrade to increase load capacity
circuit)
Thong Nhat - Branch to Bao
86 | 4 | x | 2 | New construction
Loc – Song May
Increasing the load capacity of
87 | Tan Dinh - Binh Hoa loading | 2 | x | 11 | Upgrade to increase load capacity
capacity
Tri An Hydropower Plant
New construction, synchronize with Tri An
88 | Expansion - Tri An | 2 | x | 1
Hydropower Plant Expansion
Hydropower Plant
Tay Bac Cu Chi - Cu Chi
89 | 2 | x | 12 | New construction
500 kV
90 | Binh Chanh 1 - Duc Hoa | 2 | x | 10 | New construction
Phu Hoa Dong - Branch to Cu
91 | 4 | x | 5 | New construction
Chi - Cau Bong
Increase the load capacity of
92 | 2 | x | 22 | Upgrade to increase load capacity
Cau Bong - Cu Chi
Increase the load capacity of
93 | Cau Bong - Binh Tan - Phu | 2 | x | 34 | Upgrade to increase load capacity
Lam
Upgrade to increase load capacity, consider
Increase load capacity of Thu
94 | 2 | x | 44 | the appropriate load capacity of the existing
Duc - Tan Uyen - Long Binh
underground cable section
95 | Tan Dinh 2 - Binh My | 2 | x | 14 | New construction
Bien Hoa – Branch to Tan
96 | 4 | x | 1 | New construction
Uyen - Long Binh
97 | Dau Giay - 500 kV Dong Nai 2 | 2 | x | 30 | New construction
Dau Giay - 500 kV Long
98 | 2 | x | 12 | New construction
Thanh

## Table_145
0 | 1 | 2 | 3 | 4 | 5
| 220 kV Dong Nai 3 - Tan |  |  |  | Synchronize with regional power source
99 | 2 | x | 55
| Uyen (*) | scale and progress
| 220 kV Dong Nai 4 - Uyen |  |  |  | Synchronize with regional power source
100 | 2 | x | 31
| Hung(*) | scale and progress
| Increasing the load capacity of |  |  |  | Upgrade to increase load capacity.
101 | 220 kV Long Thanh - An | 2 | x | 16 | Recommended to use large cross-section
| Phuoc - Tam Phuoc |  |  |  | phase wires
Increasing the load capacity of
102 | 500 kV Long Thanh - 220 kV | 2 | x | 19 | Upgrade to increase load capacity
Long Thanh
Ho Nai -Branch to Song May -
103 | 4 | x | 1 | New construction
Tam Phuoc
Phu Giao - Branch to Binh
104 | 4 | x | 2 | New construction
Duong 1 - Uyen Hung
Increase load capacity of Long
105 | 2 | x | 14 | Upgrade to increase load capacity
An - Ben Luc
106 | Go Cong - Can Duoc | 2 | x | 27 | New construction
New construction, connecting to 220 kV side
500 kV Duc Hoa – Branch to
to 500 kV Duc Hoa station, transitioning on
107 | Phu Lam - Long An (2nd | 2 | x | 20
the remaining circuit of 220 kV Phu Lam -
circuit)
500 kV Long An transmission line
Duc Hoa 2 – Branch to 500 kV
108 | 4 | x | 10 | New construction
Duc Hoa - Duc Hoa 1
| Ben Luc 2 (Duc Hoa 3) is |  |  |  | New construction, replace Duc Hoa 3 220
| connected to the 220 kV Duc | kV with transition connection on 220 kV
109 | Hoa 500 kV - Phu Lam line | 4 | x | 6 | Duc Hoa 500 kV – Branch to Phu Lam -
| and the 220 kV Duc Hoa 500 |  |  |  | Long An line in Power Development
| kV - Ben Luc line. | Planning VIII
Hanging 3rd and 4th circuit of
Consider transferring connection to 220 kV
110 | 220 kV Duc Hoa 500 kV - Duc | 2 | x | 25
Tay Bac Cu Chi station
Hoa 1 line
500 kV Long An – Branch to
111 | 4 | x | 1 | New construction
Can Duoc - Phu My
Increasing load capacity of
112 | 2 | x | 28 | Upgrade to increase load capacity
Four-Wheel Drive - Phu Lam
Tan Lap - Branch to 500 kV
113 | 4 | x | 9 | New construction
Duc Hoa - Long An
New construction. In case Tan Lap 220 kV
substation comes into operation behind
114 | Kien Tuong - Tan Lap | 2 | x | 40
schedule, invest first in Kien Tuong 220 kV -
Duc Hoa 500 kV - Long An line (2x50 km)
New construction, synchronized with LNG
Long An I, depending on power source
LNG Long An I - 500 kV Long
115 | 2 | x | 18 | progress; proposed design of 220 kV LNG
An
Long An I distribution yard with flexible
busbar segment diagram.
New construction, synchronized with LNG
Long An I, depending on power source
116 | LNG Long An I - Ben Luc | 2 | x | 30 | progress; proposed design of 220 kV LNG
Long An I SPP with flexible busbar segment
diagram
Tan Phuoc (Cai Be) – Branch
117 | 4 | x | 7 | New construction
to 500 kV My Tho - Long An
New construction, connecting to 220 kV My
My Tho- Branch to 500 kV My
118 | 2 | x | 4 | Tho station to relay on the remaining circuit
Tho - Can Duoc (2nd circuit)
of 220 kV My Tho - 500 kV Can Duoc line
New construction, connecting to Can Duoc
Can Duoc – Branch to Phu My
119 | 2 | x | 5 | 220 kV station to relay on the remaining
500 kV - My Tho (2nd circuit)
circuit of Phu My 220 kV - My Tho 500 kV

## Table_146
0 | 1 | 2 | 3 | 4 | 5
transmission line
Long My 1 Wind Power -
New construction, synchronize with Long
120.0 | Branch to Ca Mau Industrial | 2 | x | 1
My 1 Wind Power
Zone - O Mon (*)
Vinh Long 3 - Branch to Vinh
121.0 | 4 | x | 1 | New construction
Long 2 - Tra Vinh
New construction, synchronized with the
122.0 | Ben Tre - Binh Dai (*) | 2 | x | 50
scale and progress of regional power sources
New construction, synchronized with the
scale and progress of regional power
sources. In case Hai Phong power plant is
behind schedule, it is necessary to build the
| Thanh Phu - Branch to Hai | 220 kV Thanh Phu - Mo Cay double-circuit
123.0 | Phong Wind Power - Mo Cay | 4 | x | 3 | transmission line in advance, synchronized
| (*) |  |  |  | with the 220 kV Thanh Phu station, Hai
Phong Wind Power connects to the 220 kV
Thanh Phu station via the 220 kV double-
circuit. Consider choosing a large cross-
section to relieve renewable energy.
New construction, synchronized with the
124.0 | Mo Cay - 500 kV My Tho (*) | 2 | x | 42
scale and progress of regional power sources
An Bien (Vinh Thuan) -
125.0 | Branch to Ca Mau Thermal | 2 | x | 17 | New construction
Power Plant - Rach Gia
| Tra Vinh 3 - 500 kV Duyen |  |  |  | New construction, synchronized with Tra
126.0 | 2 | x | 3
| Hai | Vinh 3 220 kV station
New construction and synchronize with No.
19 Ben Tre Wind Power, relieve the capacity
of No. 19 Ben Tre Wind Power, No. 20 Ben
Tre Wind Power. Adjust the plan compared
No. 19 Ben Tre Wind Power-
127.0 | 2 | x | 12 | to Document 911/TTg-CN, replace the 220
Binh Dai (*)
kV No. 19 Ben Tre Wind Power - Ben Tre,
about 50km long due to difficulty in
expanding the bypass at Ben Tre 220 kV
station. Actual length is about 0.03km.
New construction, synchronize with Hai
Phong Wind Power, connection plan is
128.0 | Hai Phong - Mo Cay Road (*) | 2 | x | 50
approved in Document 911/TTg-CN dated
July 15, 2020
New construction, synchronize with Dong
Thanh 1 Wind Power, relieve the capacity of
Dong Thanh 1 Wind Power, Dong Thanh 2
Wind Power. Adjust the plan compared to
| Dong Thanh 1 - 500 kV Duyen | Document 911/TTg-CN, replace the 220 kV
129.0 | 2 | x | 4
| Hai (*) | Dong Thanh 1 Wind Power – Branch to
Dong Hai 1 Branch - Duyen Hai 500 kV to
avoid overloading the 220 kV Dong Hai 1
Wind Power - Trung Nam Tra Vinh Solar
Power - Duyen Hai 500 kV.
New construction, synchronize with Thang
| Thang Long Wind Power- 220 | Long Wind Power, connection plan is
130.0 | 1 | x | 12
| kV Duyen Hai (*) | approved in Document 911/TTg-CN dated
June 24, 2020
| 500 kV Ben Tre – Branch to |  |  |  | New construction and connect to 500 kV
131.0 | 4 | x | 16
| Binh Dai - Ben Tre | Ben Tre substation
| 500 kV Ben Tre – Branch to |  |  |  | New construction and connect to 500 kV
132.0 | 4 | x | 10
| Thanh Phu - Mo Cay | Ben Tre substation
133.0 | 500 kV Thot Not-Lap Vo | 2 | x | 22 | New construction
134.0 | Hong Ngu - Chau Doc | 2 | x | 40 | New construction

## Table_147
0 | 1 | 2 | 3 | 4 | 5
135.0 | Lap Vo - Hong Ngu | 2 | x | 55 | New construction
New construction, connecting to 220 kV Sa
Sa Dec - Branch to O Mon -
136.0 | 2 | x | 1 | Dec station to relay on the remaining circuit
Vinh Long (2nd circuit)
of 220 kV O Mon - Vinh Long line
New construction, connecting to 220 kV
| Long Xuyen - Branch to Chau | Long Xuyen station to relay on the
137.0 | 2 | x | 1
| Doc - Thot Not (2nd circuit) | remaining circuit of 220 kV Chau Doc - Thot
Not line
Chau Thanh (An Giang) –
138.0 | Branch to Long Xuyen - Chau | 4 | x | 2 | New construction
Doc
Cho Moi - Chau Thanh (An
139.0 | 2 | x | 9 | New construction
Giang)
Rennovating 220 kV Chau Doc
Converting single-circuit line into double-
140.0 | - Kien Binh single-circuit line | 2 | x | 75
circuit line, increasing load capacity
into double-circuit line
New construction, synchronized with the
141.0 | Tran De - 500 kV Long Phu | 2 | x | 24
scale and progress of regional power sources
New construction, connecting to 220 kV
Vinh Chau – Branch to Long
142.0 | 2 | x | 20 | Vinh Chau station to the remaining circuit of
Phu - Soc Trang (2d circuit)
220 kV Long Phu - Soc Trang line
New construction, synchronize with Soc
| Soc Trang 4 Wind Power - | Trang 4 Wind Power, connection plan is
143.0 | 2 | x | 5
| Vinh Chau (*) | approved in Document 911/TTg-CN dated
June 24, 2020
New construction, synchronize with Phu
| Phu Cuong 1A, 1B Wind | Cuong 1A and 1B Wind Power; connection
144.0 | 2 | x | 22
| Power - Vinh Chau (*) | plan is approved in Document 911/TTg-CN
dated June 24, 2020
New construction, synchronize with Bac
| Bac Lieu Phase 3 Wind Power | Lieu Phase 3, connection plan approved in
145.0 | 2 | x | 18
| - Bac Lieu (*) | Decision No. 209/QD-TTg dated February 9,
2018
New construction, relieving regional power
| 220 kV double circuit line | sources; exact name of the project is
| connecting 220 kV Bac Lieu | approved in Document No. 441/TTg-CN
146.0 | substation, transitioning onto | 2 | x | 5 | dated April 16, 2020 "Double-circuit 220 kV
| 220 kV Ca Mau ND line - Soc |  |  |  | transmission line connecting Bac Lieu 220
| Trang | kV substation, transitioning on Ca Mau - Bac
Lieu thermal power line"
New construction, connecting to 220 kV Hoa
| Hoa Binh - Branch to Gia Rai - | Binh station (Bac Lieu province) to transfer
147.0 | 2 | x | 13
| Bac Lieu | 220 kV Gia Rai - Bac Lieu line, relieving
power source in the area
| Hoa Binh connects to the 220 |  |  |  | New construction and connecting to 220 kV
148.0 | kV line connecting to Hoa | 4 | x | 5 | Hoa Binh station (Bac Lieu province),
| Binh 5 Wind Power |  |  |  | relieving power shortage in the area
| Bac Lieu 3 - 500 kV Bac Lieu |  |  |  | New construction, synchronized with the
149.0 | 2 | x | 30
| (*) | scale and progress of regional power sources
| 500 kV Bac Lieu - Gia Rai |  |  |  | New construction, synchronize with 500 kV
150.0 | 4 | x | 6
| branch - Hoa Binh | Bac Lieu station
New construction, relieving renewable
151.0 | 500 kV Bac Lieu - Hoa Binh | 2 | x | 18
energy
152.0 | Ca Mau - Nam Can | 2 | x | 58 | New construction
| Ca Mau 3 – Branch to Ca Mau |  |  |  | New construction, synchronize with 220 kV
153.0 | 2 | x | 26
| - Nam Can | Ca Mau 3 station
| Ca Mau 1 Wind Power Cluster |  |  |  | New construction, synchronize with Ca Mau
154.0 | 2 | x | 52
| - Ca Mau (*) | 1 Wind Power Cluster
155.0 | 500 kV Ca Mau – Branch to | 4 | x | 8 | New construction

## Table_148
0 | 1 | 2 | 3 | 4 | 5
Nam Can - Ca Mau
500 kV Ca Mau - Branch to Ca
156 | 4 | x | 8 | New construction
Mau 1 - Ca Mau
New construction, synchronized with scale
and progress of offshore wind power sources
in the South.
157 | NB 1 - Vung Tau (*) | 2 | x | 3 | The length, cross-section and route of the
power line will be determined during the
project implementation phase, depending on
the results of the actual sea survey.
New construction, synchronized with the
scale and progress of offshore wind power
sources in the South. The length, cross-
158 | NB 2 - Ben Tre 500kV (*) | 2 | x | 10 | section and direction of the line will be
precisely determined during the project
implementation phase, depending on the
results of the actual sea survey.
New construction, synchronized with the
scale and progress of offshore wind power
sources in the South. The length, cross-
159 | NB 3 - 500 kV Duyen Hai (*) | 2 | x | 10 | section and direction of the line will be
precisely determined during the project
implementation phase, depending on the
results of the actual sea survey.
Constructing a new 220kV transmission line
from Phu Quoc 220kV substation to connect
Connection to 220kV Phu
160 | 2 | x | 19 | to the existing Kien Binh - Phu Quoc 220kV
Quoc Substation
transmission line, synchronized with Phu
Quoc 220kV substation
Estimated volume of
New construction, relieving renewable
161 | connection of renewable |  |  | 500
energy
energy sources
Reserve for arising costs of
| 220 kV transmission line | Reserve for load growth and power source
162 |  |  | 450
| renovation and new | development
construction
II | Phase 2031-2035
| Hong Liem - 500 kV Hong |  |  |  | New construction, relieving renewable
1 | 2 | x | 6
| Phong (*) | energy sources
Da Lat - 220 kV Da Nhim
2 | 2 | x | 30 | New construction
Switching Station
Increasing the load capacity of
3 | 2 | x | 34 | Rennovate to increase load capacity
Di Linh - Bao Loc
| 220 kV Ninh Thuan 1- 500 kV |  |  |  | New construction, relieving renewable
4 | 2 | x | 15
| Ninh Thuan 1 (*) | energy sources
| 220 kV Ninh Thuan 2 - 500 kV |  |  |  | New construction, relieving renewable
5 | 2 | x | 15
| Ninh Thuan 1 (*) | energy sources
| 220 kV Ninh Thuan 3 - 500 kV |  |  |  | New construction, relieving renewable
6 | 2 | x | 15
| Ninh Thuan 2 (*) | energy sources
New construction, synchronized with the
7 | Tan Chau 1 - Tan Bien (*) | 2 | x | 16
scale and progress of regional power sources
8 | Ben Cau - 500 kV Tay Ninh 1 | 2 | x | 12 | New construction
Hon Quan - Branch to Binh
9 | 2 | x | 4 | New construction
Long - Chon Thanh
| 220 kV Binh Phuoc 1 - 500 kV |  |  |  | Newconstruction,relievingrenewable
10 | 2 | x | 15
| Loc Ninh (*) | energy sources
| 220 kV Binh Phuoc 2 - 500 kV |  |  |  | New construction, relieving renewable
11 | 2 | x | 15
| Loc Ninh (*) | energy sources
12 | Phu My City - Branch to Phu | 4 | x | 2 | Rennovate to increase load capacity

## Table_149
0 | 1 | 2 | 3 | 4 | 5
My - Ba Ria
Phu My City - Bac Chau Duc
13 | 2 | x | 30 | New construction
500 kV
| Long Dien 500 kV - Vung Tau |  |  |  | New construction, connecting to 500 kV
14 | 2 | x | 13
| 2 | Long Dien substation
| Long Dien 500 kV - Branch to |  |  |  | New construction, connecting to 500 kV
15 | 2 | x | 10
| Phu My City - Vung Tau | Long Dien substation
| Long Dien 500 kV - Phuoc |  |  |  | New construction, connecting to 500 kV
16 | 2 | x | 16
| Thuan (Dat Do) | Long Dien substation
17 | Vung Tau 2 - Vung Tau | 2 | x | 9 | New construction
Increasing the load capacity of
Upgrade load capacity to ensure regional
18 | Tri An - Song May 500 kV | 1 | x | 24
power supply
Hydropower Plant
New construction, proposal for schematic
| Binh Chanh 2 – Branch to Duc | design
19 | 4 | x | 2
| Hoa - Phu Lam | operation for 220 kV Binh Chanh 2
substation
New construction, connecting to 500 kV Da
| 500 kV Da Phuoc - Binh | Phuoc Substation. Flexible diagram is
20 | 2 | x | 10
| Chief 2 | designed for 220 kV Binh Chanh 2
substation
New construction, connecting to 500 kV Da
| 500 kV Da Phuoc - Binh | Phuoc substation, consider transferring the
21 | 2 | x | 9
| Chanh | connection of District 8 220 kV substation to
Phu Lam 500 kV substation.
New construction and connecting to 500 kV
Da Phuoc substation; consider separate
22 | 500 kV Da Phuoc - Dam Sen | 2 | x | 22
busbar operation of 220 kV Ba Queo
substation to limit short-circuit current
| LNG Hiep Phuoc Phase 2 - |  |  |  | Synchronize with LNG Hiep Phuoc Phase II
23 | 2 | x | 13
| Binh Chanh | Power Plant
Hoc Mon 2 – Branch to Cau
24 | 4 | x | 1 | New construction
Bong - Binh Chanh 1
500 kV Thu Duc City – Branch
25 | 4 | x | 5 | New construction
to Cong Nghe Cao - District 9
| Increasing the load capacity of |  |  |  | Upgrade to increase load capacity,
26 | the 220 kV Cat Lai - Thu Duc | 2 | x | 13 | synchronize with 500 kV Thu Duc City
| transmission line |  |  |  | Substation
New construction, connecting to 500 kV Thu
| 500 kV Thu Duc City - Cat Lai | Duc City Substation, change connection to
| transferred connection to 220 | limit short circuit current; select cross-
27 | 2 | x | 5
| kV Thu Duc station (separated | section with suitable load capacity for 220
| Cat Lai - Thu Duc connection) | kV Cat Lai - Thu Duc transmission line
(after renovation)
500 kV Binh Duong 2
New construction, connecting to 220 kV side
28 | connecting Ben Cat - Ben Cat | 4 | x | 12
of 500 kV Binh Duong 2 substation
2 and Chon Thanh - Ben Cat 2
500 kV Binh Duong 2 –
New construction, connecting to 220 kV side
29 | Branch to Ben Cat - Tan Dinh | 4 | x | 16
of 500 kV Binh Duong 2 substation
2
Ben Cat 3 – Branch to Bon Cat
30 | 4 | x | 4 | New construction
2 - Binh Duong 2 500 kV
Increasing the load capacity of
31 | the 220 kV Uyen Hung - Tan | 2 | x | 16 | Upgrade to increase load capacity
Dinh 500 kV transmission line
New construction, in case the 500 kV Binh
Bau Bang connects Chon
Duong 2 substation is built later than the 220
32 | Thanh - Ben Cat and Chon | 4 | x | 1
kV Bau Bang substation, the name of the
Thanh - 500 kV Binh Duong 2
connection project will be "Bau Bang - Chon

## Table_150
0 | 1 | 2 | 3 | 4 | 5
Thanh - Ben Cat and Chon Thanh - Ben Cat
2".
Long Thanh 2 Industrial Zone
33 | - Branch to Xuan Loc - Long | 4 | x | 1 | New construction
Thanh
Can Giuoc – Branch to 500 kV
34 | 4 | x | 3 | New construction
Long An - Nam Hiep Phuoc
500 kV Long An 2 – Branch to
35 | 4 | x | 10 | New construction
Long An - Tan Phuoc
500 kV Tien Giang – Branch to
36 | 4 | x | 15 | New construction
Vinh Long - Sa Dec
500 kV Tien Giang – Branch to
37 | 4 | x | 4 | New construction
Cai Lay - Cao Lanh
New construction, relieving renewable
38 | 500 kV Ben Tre-Ba Tri | 2 | x | 16
energy
| 500 kV Dong Thap – Branch to |  |  |  | New construction, connecting to 500 kV
39 | 4 | x | 12
| Hong Ngu - Lap Vo | Dong Thap substation
500 kV An Giang –
New construction, connecting to 500 kV An
40 | Branch to Kien Binh - Rach | 2 | x | 26
Giang substation
Gia
| 500 kV An Giang - Chau |  |  |  | New construction, connecting to 500 kV An
41 | 4 | x | 28
| Thanh (An Giang) | Giang substation
| 500 kV An Giang – Branch to |  |  |  | New construction, connecting to 500 kV An
42 | 4 | x | 40
| Chau Doc - Kien Binh | Giang substation
Vi Thanh – Branch to O Mon -
43 | 4 | x | 12 | New construction
Ca Mau Thermal Power Plant
Vinh Quang - Branch to Rach
44 | 2 | x | 1 | New construction
Gia - Kien Binh
| Bac Lieu 4 - 500 kV Bac Lieu |  |  |  | New construction, synchronized with the
45 | 2 | x | 10
| (*) | scale and progress of regional power sources
| Soc Trang - 500 kV Long |  |  |  | New construction, relieving renewable
46 | 2 | x | 35
| Phu | energy
Increasing the load capacity of
Improve load capacity and relieveing
47 | Soc Trang - Chau Thanh (Hau | 2 | x | 50
renewable energy
Giang)
| Increasing the load capacity of |  |  |  | Improve load capacity and relieving
48 | 2 | x | 42
| Bac Lieu - Soc Trang | renewable energy
| Ca Mau 4 – Branch to Ca Mau |  |  |  | New construction, synchronized with the
49 | 2 | x | 7
| 1 Wind Power - Ca Mau | scale and progress of regional power sources
Estimated volume of
New construction, relieving renewable
50 | connection of renewable |  |  | 500
energy
energy sources
Reserved for arising costs of
| 220 kV transmission line | Reserved for load growth and power source
51 |  |  | 500
renovation and new | development
construction